## DHP Studies- Synopsis
DB# | Reference Study | Synopsis
1 | Bangor Hydro Electric and Maine Public Service Heat Pump Pilot Program | This is an interim report on the summer impacts of a heat pump pilot program in Maine. As we finalized this meta-study, the final report became available and we have updated the findings.
2 | Performance of Ductless Heat Pumps in the Pacific Northwest | This study reports results from a Pacific Northwest utility pilot program which installed, monitored, and evaluated DHP technology. The paper reports on the evaluation of sub-metered data collected on 14 homes. Four channels of energy use are monitored: DHP, electric heat, hot water, and total use.
3 | Air Source Heat Pumps in Southeast Alaska | The Cold Climate Housing Research Center prepared this study that includes a literature review, market assessment, and preliminary modeling for residential heat pumps in Southeast Alaska to provide a picture of the current use in that region. The four sections of the report include a primer on air source heat pumps, a literature reivew regarding heat pumps in cold climates, a southeast Alaska market assessment, and RETScreen and AkWarm modeling.
4 | Mini Split Heat Pump Efficiency Analysis | Analysis conducted by CSG based on historical data referencing other studies. Indicates that heat pumps currently operate with lower carbon footprints and comparable end-user operating costs to current combustion heating equipment. The trend for heat pumps suggests that efficiencies will continue to increase significantly over the coming years, whereas combustion equipment is near its maximum theoretical limit and will therefore remain relatively steady.
5 (16) | Ductless Mini Pilot Study | This 2009 study is an evaluation of a DSHP pilot program conducted by CL&P, UI, NSTAR, and Ngrid in CT and MA in which DHP were installed at approximately 145 sites with installation costs fully paid by the utilities. Energy and demand impacts and customer satisfaction and perspective were assessed.
6 | DHP Monitored Projects from Marc Rosenbaum | N/A
7 | Ductless Heat Pump Engineering Analysis | The study described in this report was funded by the Bonneville Power Administration (BPA) to provide an assessment of the state of technology development and the potential for emerging technologies to increase the efficiency of electricity use.This study evaluated the impact of ductless heat pumps (DHPs) on single-family and manufactured homes with forced-air furnaces (FAFs).
8 | Commonwealth Accelerated Renewable Thermal Strategy | This is a market strategy report covering current state and potential of several technologies - only general technical information is included
9 | Massachusetts Renewable Heating and Cooling Opportunities and Impacts Study | This non-technical report covers market barriers and potential for multiple renewable energy systems - DHPs are classified as renewable energy systems for this report
10 | Ductless Heat Pump Impact & Process Evaluation: Billing Analysis Report | This is a comprehensive report covering an extensive billing analysis report on the heating and cooling savings for DHPs in the PNW - it expands upon and updates/modifies the savings reported in the Field Metering Report
11 | Ductless Heat Pump Impact & Process Evaluation: Field Metering Report | Field monitoring of several DHPS with COP and savings calculations
12 | Energy Efficient Heating Options: Pilot Projects and Relevant Studies | The document is a report to the Maine legislature that outlines opportunities related to reducing heating costs for Mainers. The data relevent to DHP in this report is excerpted from Study #1
13 | Efficiency Maine Low Income Multifamily Weatherization Program | This study assesses the realization rate of savings resulting from upgrades funded by the Maine Low Income Multifamily Weatherization Program by comparing pre- and post-upgrade utility data.
14 | Laboratory Test Report for Fujitsu 12RLS and Mitsubishi FE12NA Mini-Split Heat Pumps | This study evaluates the Northwest Ductless Heat Pump Pilot Project with field monitoring of 95 DHP installations throughout the Pacific Northwest and laboratory performance testing of two DHPs: the Fujitsu 12RLS and Mitsubishi FE12NA.
15 | Mitsubishi Heat Pump VRF Market Data | This data produced by Mitsubishi Electric shows market growth, history, and forecast for DHPs.
16 | Ductless Split Heat Pump – Retrofit (Measure 21) | N/A
17 | MA Cool Smart (Vol. Ductless Mini-Split Heat Pump Survey Results) | This is a slide deck that presents summarized results of study #39
18 | Final Summary Report for the Ductless Heat Pump Impact and Process Evaluation | Final report in a series of evaluation reports based on a pilot project that ran in the Pacific Northwest in 2008-2009, and was monitored through 2012. 3,899 DHP units were installed through the 2008-09 pilot in homes that had previously been heated by electric resistence heat, and there has been extensive evaluation of both technical performance and market impacts. The pilot focused on displacing, rather than replacing existing heating systems, offseting significant portions of the heating load without eliminating the need for a primary heating system that can maintain comfort in more extreme conditions.
19 | Northeast/Mid-Atlantic Air-Source Heat Pump Market Strategies Report | This report characterizes the opportunity for homes to reduce home energy consumption, costs, GHG emissions, and for states to meet energy policy goals. It also identifies market barriers and recommends strategies to realize the important potential for energy and cost savings with DHPs.
20 | EM&V Forum: Primary Research ‒ Ductless Heat Pumps | Reports the results of primary research conducted to better determine the potential for energy savings and efficiency program support for ductless mini-split heat pumps (DHPs)in the residential sector, particularly in heating‐dominant climates, and to determine appropriate methodologies for assessing the savings.
21 | Northwest Ductless Heat Pump Initiative (#E12-245 ed., Vol. Market Progress Evaluation Report #2) | This is the 2nd report on market progress for this substantive, long range NEEA study. It is more specific than the overall final report for the project (Study # 18) It reports that since the initiative launch, over 15,800 DHPs have been installed in the Nothwest.
22 | Heat Pumps (Vol. An alternative to oil heat for the Northeast - input for planners and policy-makers) | Policy paper that presents heat pumps (not just DHP) as an alternative to oil heat in the Northeast. It reviews some market barriers and presents a high level picture of the underlying negatives for oil heat in the Northeast.
23 | A Case Study: ~3,000 Ductless Heat Pumps in Maine | This presentation covers a range of considerations associated with specifying and installing heat pumps in cold climates, addresses DHP concerns, reviews key factors that affect performance of DHPs in cold climates, and interprets manufacturers’ specifications.
24 | Cold Climate Ductless Heat Pumps – Measured performance | This study explores the measured results of a DHP Installation: Stamford, VT July, 2012. Also touches upon Maine program experience, including evaluation billing study
25 | Air Source Heat Pumps in Cold Climate Homes: Expert Meeting Report | The Consortium for Advanced Residential Buildings hosted an Expert Meeting with 45 participants to establish current status and future potential of ccASHP technology including surveys on installations, testing, implementation, program metrics, etc..
26 | Technology Trends (Vol. Cold Climate Heat Pumps / Mini Splits) | Presentation covering technology trends of cold climate heat pumps & mini splits
27 | N/A | N/A
28 | Northwest Ductless Heat Pump Initiative: (#E14-278 ed., Vol. Market Progress Evaluation Report #3) | This is the 3rd report on market progress for this substantive, long range NEEA study. It updates findings from study #21, and provides some of the basis for study #18. Between the initiative launch in 2008 and the As of the publication date utilities have supported the installation of over 19,000 DHPs through the pilot and subsequent programs.
29 | Ductless Heat Pump Impact & Process Evaluation: Lab-Testing Report | Same as #8
30 | Ductless Heat Pump Retrofits in Multifamily and Small Commercial Buildings | This study evaluates the electricity savings that can be gained by installing ductless heat pumps (DHPs) in multifamily and small commercial applications in the Pacific NW.
31 | Eliakim’s Way Three Year Energy Usage | Study focuses on homes in Massachusetts with new DHP installations with three years of annual data at a glance. Not too much substantial info.
32 | Mitsubishi Indoor Unit Brochure | Overview of Mitsubishi Electric cooling and heating systems' specifications for their DHP indoor fan units.
33 | Mitsubishi System Technologies | Overview of Mitsubishi Electric cooling and heating systems' specifications for their DHP models.
34 | Ductless Mini-Split and Multi-Split Heat Pump units under 65kBtuh | This work paper addresses replace on burnout (ROB) of a split system air conditioning unit <65kBtu/h in commercial applications with equivalently sized mini-split ductless systems at 16, 19, and 22 SEER and multi-splits at 16 and 19 SEER.
35 | Improved Modeling of Residential Air Conditioners and Heat Pumps for Energy Calculations | This report presents improved air conditioner (AC) and heat pump (HP) modeling methods in the context of whole-building simulation tools. Its goal is to enable more accurate evaluation of cost-effective equipment upgrade opportunities and efficiency improvements in residential buildings.
36 | Laboratory Testing of Residential, Variable Speed Heat Pump | The objective of this work was to assess the heating performance of a newly developed residential variable capacity heat pump. Evaluating the steady-state, frost accumulation, and cyclic operation of the system were focuses within the assessment. Quantifying the energy savings potential of the residential variable capacity system and identifying the characteristics of variable speed equipment which result in system performance were included in the evaluation.
37 | Economic and Environmental Analysis of Residential Heating and Cooling Systems: A Study of Heat Pump Performance in U.S. Cities | This study analyzes and compares the energy and environmental impacts of HVAC options on an hourly or seasonal basis. It addresses which options are most cost-effective, which provides the greatest CO2 reductions, and which cities are consumers more likely to gain benefit from these technologies.
38 | Kallock FE18 Data | N/A
39 | Ductless Mini-Split Heat Pump Customer Survey Results | A web survey conducted of participants in The Massachusetts COOL SMART program to better understand motivations for participating and how the DHP equipment is being used. The final survey included responses from 430 participants, and the key findings are as follows: DHPs are being installed as retrofit projects, the majority of participants are installing DMSHPs for improved comfort, more often for for cooling than heating, and are being used to supplement, rather than replace existing heating systems.
40 | Incremental Cost Study Phase Two Final Report | This report presents the results of the Second Phase Incremental Cost Study (ICS) commissioned by the Evaluation, Measurement and Verification (EM&V) Forum Research Subcommittee (Subcommittee) to investigate and update incremental costs for a number of common measures employed in energy efficiency programs, including DHPs.
41 | Emera Maine Heat Pump Pilot Program (Vol. Final Report) | This is the final report from the Maine evaluation covered by the preliminary report listed as report #1
42 | Heat Pump Impact on Load Forecast | Presentation presenting predicted impacts of heat pump installations on Vermont energy loads

## DHP Studies- Condensed
|  | Performance Characteristics Prioritized for Cataloguing and Study | [16 empty] | Lower Priority - Coverage Based on Budget and Interest Level
DB# | Reference Study | Cold weather perf. | COP testing – Field | COP testing – Lab | HSPF testing/ estimating | Cost to Operate | Energy consumption cooling | Energy consumption heating | Energy demand cooling | Energy demand heating | Savings Calc/Est. | Customer satisfaction assessment | Comfort assess. | Load shape – cooling | Load shape – heating | Fuel switching assessment | SEER testing/ estimating | System sizing assess. | Defrost testing | Emission Comparison/Reduction Calc. | Extreme heat perf. | Failure testing | Installation configuration assessment | Noise assess. | Market Presence, Strategies, & Barriers
1 | Bangor Hydro Electric and Maine Public Service Heat Pump Pilot Program |  |  |  |  | x | x |  | x |  |  | x | [7 empty] | x |  |  |  |  | x
2 | Performance of Ductless Heat Pumps in the Pacific Northwest | [5 empty] | x | x |  |  | x | [9 empty] | x |  |  |  | x
3 | Air Source Heat Pumps in Southeast Alaska | x |  |  |  | x |  | x |  |  |  |  | x | [11 empty] | x
4 | Mini Split Heat Pump Efficiency Analysis |  |  |  |  | x | [13 empty] | x
5 | Ductless Mini Pilot Study |  |  |  |  | x |  |  |  | x | x | x | x |  |  |  |  | x |  |  | x |  | x |  | x
6 | DHP Monitored Projects from Marc Rosenbaum
7 | Ductless Heat Pump Engineering Analysis | [6 empty] | x |  |  | x | x | x | [7 empty] | x
8 | Commonwealth Accelerated Renewable Thermal Strategy |  |  |  |  | x |  |  |  |  | x |  |  |  |  | x |  |  |  | x |  |  |  |  | x
9 | Massachusetts Renewable Heating and Cooling Opportunities and Impacts Study |  | x |  |  | x | x | x |  |  | x |  |  |  |  | x |  |  |  | x |  |  | x |  | x
10 | Ductless Heat Pump Impact & Process Evaluation: Billing Analysis Report | x | x | x |  | x | x | x |  |  | x | [6 empty] | x | [6 empty] | x
11 | Ductless Heat Pump Impact & Process Evaluation: Field Metering Report | x | x | x |  | x | x | x |  |  | x | x | [5 empty] | x | x |  |  | x |  |  | x
12 | Energy Efficient Heating Options: Pilot Projects and Relevant Studies | x |  |  |  | x |  |  |  |  | x |  |  |  |  | x |  |  |  |  | x |  |  |  | x
13 | Efficiency Maine Low Income Multifamily Weatherization Program | x | [8 empty] | x
14 | Laboratory Test Report for Fujitsu 12RLS and Mitsubishi FE12NA Mini-Split Heat Pumps | x |  | x | [14 empty] | x |  | x
15 | Mitsubishi Heat Pump VRF Market Data | [23 empty] | x
16 | Ductless Split Heat Pump – Retrofit (Measure 21)
17 | MA Cool Smart (Vol. Ductless Mini-Split Heat Pump Survey Results) | x | [18 empty] | x
18 | Final Summary Report for the Ductless Heat Pump Impact and Process Evaluation | x | x | x |  |  | x | x |  |  | x | x | x | [5 empty] | x |  |  | x | x | x | x
19 | Northeast/Mid-Atlantic Air-Source Heat Pump Market Strategies Report |  |  |  |  | x |  |  |  |  | x |  |  |  |  | x |  |  |  | x |  |  |  |  | x
20 | EM&V Forum: Primary Research ‒ Ductless Heat Pumps | x | x |  | x |  | x | x | x | x | x | x | x | x | x | x | x |  | x | [5 empty] | x
21 | Northwest Ductless Heat Pump Initiative (#E12-245 ed., Vol. Market Progress Evaluation Report #2) | [10 empty] | x | [12 empty] | x
22 | Heat Pumps (Vol. An alternative to oil heat for the Northeast - input for planners and policy-makers) |  |  |  |  | x |  |  |  |  | x |  |  |  |  | x |  |  |  | x |  |  |  |  | x
23 | A Case Study: ~3,000 Ductless Heat Pumps in Maine | [9 empty] | x | [11 empty] | x
24 | Cold Climate Ductless Heat Pumps – Measured performance | [9 empty] | x | [9 empty] | x |  | x
25 | Air Source Heat Pumps in Cold Climate Homes: Expert Meeting Report | [9 empty] | x | [7 empty] | x
26 | Technology Trends (Vol. Cold Climate Heat Pumps / Mini Splits) | [9 empty] | x |  |  |  |  | x | [8 empty] | x
27 | N/A
28 | Northwest Ductless Heat Pump Initiative: (#E14-278 ed., Vol. Market Progress Evaluation Report #3) | [10 empty] | x | [12 empty] | x
29 | Ductless Heat Pump Impact & Process Evaluation: Lab-Testing Report | x | x | x | x | [5 empty] | x | [5 empty] | x |  | x
30 | Ductless Heat Pump Retrofits in Multifamily and Small Commercial Buildings |  | x | [5 empty] | x | x | x | [7 empty] | x |  | x
31 | Eliakim’s Way Three Year Energy Usage | [5 empty] | x | x
32 | Mitsubishi Indoor Unit Brochure |  |  |  | x | [11 empty] | x | x |  | x |  |  | x
33 | Mitsubishi System Technologies | x | [20 empty] | x | x
34 | Ductless Mini-Split and Multi-Split Heat Pump units under 65kBtuh | [9 empty] | x
35 | Improved Modeling of Residential Air Conditioners and Heat Pumps for Energy Calculations | [15 empty] | x
36 | Laboratory Testing of Residential, Variable Speed Heat Pump | x | [8 empty] | x |  |  |  | x
37 | Economic and Environmental Analysis of Residential Heating and Cooling Systems: A Study of Heat Pump Performance in U.S. Cities | [9 empty] | x | [8 empty] | x
38 | Kallock FE18 Data
39 | Ductless Mini-Split Heat Pump Customer Survey Results | x | [18 empty] | x
40 | Incremental Cost Study Phase Two Final Report | [23 empty] | x
41 | Emera Maine Heat Pump Pilot Program (Vol. Final Report) |  |  |  |  | x |  | x | [7 empty] | x
42 | Heat Pump Impact on Load Forecast
Note on AA3: Brian McCowan: For the market factor spreadsheet

## Cold Weather Performance
DB# | Reference Study | Cold Weather Performance | Highlights | Reported Minimum OAT Heating Range
3 | Air Source Heat Pumps in Southeast Alaska | x | Field monitoring and performance modelling of several systems between 2006-2011 in Southern Alaska. 2009-2010 studies reported good performance at -15°F; 2006 & 2007 studies found that the DHPs did not have good performance at this temperature. | -15°F | 3 | CCHRC ASHP Report 2013 KC | x | 3 | CCHRC ASHP Report 2013 KC | x | 3 | CCHRC ASHP Report 2013 KC | x | 3 | CCHRC ASHP Report 2013 KC | x | 3 | CCHRC ASHP Report 2013 KC | x | 3 | CCHRC ASHP Report 2013 KC | x | 3 | CCHRC ASHP Report 2013 KC | x | 3 | CCHRC ASHP Report 2013 KC | x | 3 | CCHRC ASHP Report 2013 KC | x | 3 | CCHRC ASHP Report 2013 KC | x | 3 | CCHRC ASHP Report 2013 KC | x | 3 | CCHRC ASHP Report 2013 KC | x | 3 | CCHRC ASHP Report 2013 KC | x | 3 | CCHRC ASHP Report 2013 KC | x | 3 | CCHRC ASHP Report 2013 KC | x | 3 | CCHRC ASHP Report 2013 KC | x | 3 | CCHRC ASHP Report 2013 KC | x | 3 | CCHRC ASHP Report 2013 KC | x | 3 | CCHRC ASHP Report 2013 KC | x | 3 | CCHRC ASHP Report 2013 KC | x | 3 | CCHRC ASHP Report 2013 KC | x | 3 | CCHRC ASHP Report 2013 KC | x | 3 | CCHRC ASHP Report 2013 KC | x | 3 | CCHRC ASHP Report 2013 KC | x | 3 | CCHRC ASHP Report 2013 KC | x | 3 | CCHRC ASHP Report 2013 KC | x | 3 | CCHRC ASHP Report 2013 KC | x | 3 | CCHRC ASHP Report 2013 KC | x | 3 | CCHRC ASHP Report 2013 KC | x | 3 | CCHRC ASHP Report 2013 KC | x | 3 | CCHRC ASHP Report 2013 KC | x | 3 | CCHRC ASHP Report 2013 KC | x | 3 | CCHRC ASHP Report 2013 KC | x | 3 | CCHRC ASHP Report 2013 KC | x | 3 | CCHRC ASHP Report 2013 KC | x | 3 | CCHRC ASHP Report 2013 KC | x | 3 | CCHRC ASHP Report 2013 KC | x | 3 | CCHRC ASHP Report 2013 KC | x | 3 | CCHRC ASHP Report 2013 KC | x | 3 | CCHRC ASHP Report 2013 KC | x | 3 | CCHRC ASHP Report 2013 KC | x | 3 | CCHRC ASHP Report 2013 KC | x | 3 | CCHRC ASHP Report 2013 KC | x | 3 | CCHRC ASHP Report 2013 KC | x | 3 | CCHRC ASHP Report 2013 KC | x | 3 | CCHRC ASHP Report 2013 KC | x | 3 | CCHRC ASHP Report 2013 KC | x | 3 | CCHRC ASHP Report 2013 KC | x | 3 | CCHRC ASHP Report 2013 KC | x | 3 | CCHRC ASHP Report 2013 KC | x | 3 | CCHRC ASHP Report 2013 KC | x | 3 | CCHRC ASHP Report 2013 KC | x | 3 | CCHRC ASHP Report 2013 KC | x | 3 | CCHRC ASHP Report 2013 KC | x | 3 | CCHRC ASHP Report 2013 KC | x | 3 | CCHRC ASHP Report 2013 KC | x | 3 | CCHRC ASHP Report 2013 KC | x | 3 | CCHRC ASHP Report 2013 KC | x | 3 | CCHRC ASHP Report 2013 KC | x | 3 | CCHRC ASHP Report 2013 KC | x | 3 | CCHRC ASHP Report 2013 KC | x | 3 | CCHRC ASHP Report 2013 KC | x | 3 | CCHRC ASHP Report 2013 KC | x | 3 | CCHRC ASHP Report 2013 KC | x | 3 | CCHRC ASHP Report 2013 KC | x | 3 | CCHRC ASHP Report 2013 KC | x | 3 | CCHRC ASHP Report 2013 KC | x | 3 | CCHRC ASHP Report 2013 KC | x | 3 | CCHRC ASHP Report 2013 KC | x | 3 | CCHRC ASHP Report 2013 KC | x | 3 | CCHRC ASHP Report 2013 KC | x | 3 | CCHRC ASHP Report 2013 KC | x | 3 | CCHRC ASHP Report 2013 KC | x | 3 | CCHRC ASHP Report 2013 KC | x | 3 | CCHRC ASHP Report 2013 KC | x | 3 | CCHRC ASHP Report 2013 KC | x | 3 | CCHRC ASHP Report 2013 KC | x | 3 | CCHRC ASHP Report 2013 KC | x | 3 | CCHRC ASHP Report 2013 KC | x | 3 | CCHRC ASHP Report 2013 KC | x | 3 | CCHRC ASHP Report 2013 KC | x | 3 | CCHRC ASHP Report 2013 KC | x | 3 | CCHRC ASHP Report 2013 KC | x | 3 | CCHRC ASHP Report 2013 KC | x | 3 | CCHRC ASHP Report 2013 KC | x | 3 | CCHRC ASHP Report 2013 KC | x | 3 | CCHRC ASHP Report 2013 KC | x | 3 | CCHRC ASHP Report 2013 KC | x | 3 | CCHRC ASHP Report 2013 KC | x | 3 | CCHRC ASHP Report 2013 KC | x | 3 | CCHRC ASHP Report 2013 KC | x | 3 | CCHRC ASHP Report 2013 KC | x | 3 | CCHRC ASHP Report 2013 KC | x | 3 | CCHRC ASHP Report 2013 KC | x | 3 | CCHRC ASHP Report 2013 KC | x | 3 | CCHRC ASHP Report 2013 KC | x | 3 | CCHRC ASHP Report 2013 KC | x | 3 | CCHRC ASHP Report 2013 KC | x | 3 | CCHRC ASHP Report 2013 KC | x | 3 | CCHRC ASHP Report 2013 KC | x | 3 | CCHRC ASHP Report 2013 KC | x | 3 | CCHRC ASHP Report 2013 KC | x | 3 | CCHRC ASHP Report 2013 KC | x | 3 | CCHRC ASHP Report 2013 KC | x | 3 | CCHRC ASHP Report 2013 KC | x | 3 | CCHRC ASHP Report 2013 KC | x | 3 | CCHRC ASHP Report 2013 KC | x | 3 | CCHRC ASHP Report 2013 KC | x | 3 | CCHRC ASHP Report 2013 KC | x | 3 | CCHRC ASHP Report 2013 KC | x | 3 | CCHRC ASHP Report 2013 KC | x | 3 | CCHRC ASHP Report 2013 KC | x | 3 | CCHRC ASHP Report 2013 KC | x | 3 | CCHRC ASHP Report 2013 KC | x | 3 | CCHRC ASHP Report 2013 KC | x | 3 | CCHRC ASHP Report 2013 KC | x | 3 | CCHRC ASHP Report 2013 KC | x | 3 | CCHRC ASHP Report 2013 KC | x | 3 | CCHRC ASHP Report 2013 KC | x | 3 | CCHRC ASHP Report 2013 KC | x | 3 | CCHRC ASHP Report 2013 KC | x | 3 | CCHRC ASHP Report 2013 KC | x | 3 | CCHRC ASHP Report 2013 KC | x | 3 | CCHRC ASHP Report 2013 KC | x | 3 | CCHRC ASHP Report 2013 KC | x | 3 | CCHRC ASHP Report 2013 KC | x | 3 | CCHRC ASHP Report 2013 KC | x | 3 | CCHRC ASHP Report 2013 KC | x | 3 | CCHRC ASHP Report 2013 KC | x | 3 | CCHRC ASHP Report 2013 KC | x | 3 | CCHRC ASHP Report 2013 KC | x | 3 | CCHRC ASHP Report 2013 KC | x | 3 | CCHRC ASHP Report 2013 KC | x | 3 | CCHRC ASHP Report 2013 KC | x | 3 | CCHRC ASHP Report 2013 KC | x | 3 | CCHRC ASHP Report 2013 KC | x | 3 | CCHRC ASHP Report 2013 KC | x | 3 | CCHRC ASHP Report 2013 KC | x | 3 | CCHRC ASHP Report 2013 KC | x | 3 | CCHRC ASHP Report 2013 KC | x | 3 | CCHRC ASHP Report 2013 KC | x | 3 | CCHRC ASHP Report 2013 KC | x | 3 | CCHRC ASHP Report 2013 KC | x | 3 | CCHRC ASHP Report 2013 KC | x | 3 | CCHRC ASHP Report 2013 KC | x | 3 | CCHRC ASHP Report 2013 KC | x | 3 | CCHRC ASHP Report 2013 KC | x | 3 | CCHRC ASHP Report 2013 KC | x | 3 | CCHRC ASHP Report 2013 KC | x | 3 | CCHRC ASHP Report 2013 KC | x | 3 | CCHRC ASHP Report 2013 KC | x | 3 | CCHRC ASHP Report 2013 KC | x | 3 | CCHRC ASHP Report 2013 KC | x | 3 | CCHRC ASHP Report 2013 KC | x | 3 | CCHRC ASHP Report 2013 KC | x | 3 | CCHRC ASHP Report 2013 KC | x | 3 | CCHRC ASHP Report 2013 KC | x | 3 | CCHRC ASHP Report 2013 KC | x | 3 | CCHRC ASHP Report 2013 KC | x | 3 | CCHRC ASHP Report 2013 KC | x | 3 | CCHRC ASHP Report 2013 KC | x | 3 | CCHRC ASHP Report 2013 KC | x | 3 | CCHRC ASHP Report 2013 KC | x | 3 | CCHRC ASHP Report 2013 KC | x | 3 | CCHRC ASHP Report 2013 KC | x | 3 | CCHRC ASHP Report 2013 KC | x | 3 | CCHRC ASHP Report 2013 KC | x | 3 | CCHRC ASHP Report 2013 KC | x | 3 | CCHRC ASHP Report 2013 KC | x | 3 | CCHRC ASHP Report 2013 KC | x | 3 | CCHRC ASHP Report 2013 KC | x | 3 | CCHRC ASHP Report 2013 KC | x | 3 | CCHRC ASHP Report 2013 KC | x | 3 | CCHRC ASHP Report 2013 KC | x | 3 | CCHRC ASHP Report 2013 KC | x | 3 | CCHRC ASHP Report 2013 KC | x | 3 | CCHRC ASHP Report 2013 KC | x | 3 | CCHRC ASHP Report 2013 KC | x | 3 | CCHRC ASHP Report 2013 KC | x | 3 | CCHRC ASHP Report 2013 KC | x | 3 | CCHRC ASHP Report 2013 KC | x | 3 | CCHRC ASHP Report 2013 KC | x | 3 | CCHRC ASHP Report 2013 KC | x | 3 | CCHRC ASHP Report 2013 KC | x | 3 | CCHRC ASHP Report 2013 KC | x | 3 | CCHRC ASHP Report 2013 KC | x | 3 | CCHRC ASHP Report 2013 KC | x | 3 | CCHRC ASHP Report 2013 KC | x | 3 | CCHRC ASHP Report 2013 KC | x | 3 | CCHRC ASHP Report 2013 KC | x | 3 | CCHRC ASHP Report 2013 KC | x | 3 | CCHRC ASHP Report 2013 KC | x | 3 | CCHRC ASHP Report 2013 KC | x | 3 | CCHRC ASHP Report 2013 KC | x | 3 | CCHRC ASHP Report 2013 KC | x | 3 | CCHRC ASHP Report 2013 KC | x | 3 | CCHRC ASHP Report 2013 KC | x | 3 | CCHRC ASHP Report 2013 KC | x | 3 | CCHRC ASHP Report 2013 KC | x | 3 | CCHRC ASHP Report 2013 KC | x | 3 | CCHRC ASHP Report 2013 KC | x | 3 | CCHRC ASHP Report 2013 KC | x | 3 | CCHRC ASHP Report 2013 KC | x | 3 | CCHRC ASHP Report 2013 KC | x | 3 | CCHRC ASHP Report 2013 KC | x | 3 | CCHRC ASHP Report 2013 KC | x | 3 | CCHRC ASHP Report 2013 KC | x | 3 | CCHRC ASHP Report 2013 KC | x | 3 | CCHRC ASHP Report 2013 KC | x | 3 | CCHRC ASHP Report 2013 KC | x | 3 | CCHRC ASHP Report 2013 KC | x | 3 | CCHRC ASHP Report 2013 KC | x | 3 | CCHRC ASHP Report 2013 KC | x | 3 | CCHRC ASHP Report 2013 KC | x | 3 | CCHRC ASHP Report 2013 KC | x | 3 | CCHRC ASHP Report 2013 KC | x | 3 | CCHRC ASHP Report 2013 KC | x | 3 | CCHRC ASHP Report 2013 KC | x | 3 | CCHRC ASHP Report 2013 KC | x | 3 | CCHRC ASHP Report 2013 KC | x | 3 | CCHRC ASHP Report 2013 KC | x | 3 | CCHRC ASHP Report 2013 KC | x | 3 | CCHRC ASHP Report 2013 KC | x | 3 | CCHRC ASHP Report 2013 KC | x | 3 | CCHRC ASHP Report 2013 KC | x | 3 | CCHRC ASHP Report 2013 KC | x | 3 | CCHRC ASHP Report 2013 KC | x | 3 | CCHRC ASHP Report 2013 KC | x | 3 | CCHRC ASHP Report 2013 KC | x | 3 | CCHRC ASHP Report 2013 KC | x | 3 | CCHRC ASHP Report 2013 KC | x | 3 | CCHRC ASHP Report 2013 KC | x | 3 | CCHRC ASHP Report 2013 KC | x | 3 | CCHRC ASHP Report 2013 KC | x | 3 | CCHRC ASHP Report 2013 KC | x | 3 | CCHRC ASHP Report 2013 KC | x | 3 | CCHRC ASHP Report 2013 KC | x | 3 | CCHRC ASHP Report 2013 KC | x | 3 | CCHRC ASHP Report 2013 KC | x | 3 | CCHRC ASHP Report 2013 KC | x | 3 | CCHRC ASHP Report 2013 KC | x | 3 | CCHRC ASHP Report 2013 KC | x | 3 | CCHRC ASHP Report 2013 KC | x | 3 | CCHRC ASHP Report 2013 KC | x | 3 | CCHRC ASHP Report 2013 KC | x | 3 | CCHRC ASHP Report 2013 KC | x | 3 | CCHRC ASHP Report 2013 KC | x | 3 | CCHRC ASHP Report 2013 KC | x | 3 | CCHRC ASHP Report 2013 KC | x | 3 | CCHRC ASHP Report 2013 KC | x | 3 | CCHRC ASHP Report 2013 KC | x | 3 | CCHRC ASHP Report 2013 KC | x | 3 | CCHRC ASHP Report 2013 KC | x | 3 | CCHRC ASHP Report 2013 KC | x | 3 | CCHRC ASHP Report 2013 KC | x | 3 | CCHRC ASHP Report 2013 KC | x | 3 | CCHRC ASHP Report 2013 KC | x | 3 | CCHRC ASHP Report 2013 KC | x | 3 | CCHRC ASHP Report 2013 KC | x | 3 | CCHRC ASHP Report 2013 KC | x | 3 | CCHRC ASHP Report 2013 KC | x | 3 | CCHRC ASHP Report 2013 KC | x | 3 | CCHRC ASHP Report 2013 KC | x | 3 | CCHRC ASHP Report 2013 KC | x | 3 | CCHRC ASHP Report 2013 KC | x | 3 | CCHRC ASHP Report 2013 KC | x | 3 | CCHRC ASHP Report 2013 KC | x | 3 | CCHRC ASHP Report 2013 KC | x | 3 | CCHRC ASHP Report 2013 KC | x | 3 | CCHRC ASHP Report 2013 KC | x | 3 | CCHRC ASHP Report 2013 KC | x | 3 | CCHRC ASHP Report 2013 KC | x | 3 | CCHRC ASHP Report 2013 KC | x | 3 | CCHRC ASHP Report 2013 KC | x | 3 | CCHRC ASHP Report 2013 KC | x | 3 | CCHRC ASHP Report 2013 KC | x | 3 | CCHRC ASHP Report 2013 KC | x | 3 | CCHRC ASHP Report 2013 KC | x | 3 | CCHRC ASHP Report 2013 KC | x | 3 | CCHRC ASHP Report 2013 KC | x | 3 | CCHRC ASHP Report 2013 KC | x | 3 | CCHRC ASHP Report 2013 KC | x | 3 | CCHRC ASHP Report 2013 KC | x | 3 | CCHRC ASHP Report 2013 KC | x | 3 | CCHRC ASHP Report 2013 KC | x | 3 | CCHRC ASHP Report 2013 KC | x | 3 | CCHRC ASHP Report 2013 KC | x | 3 | CCHRC ASHP Report 2013 KC | x | 3 | CCHRC ASHP Report 2013 KC | x | 3 | CCHRC ASHP Report 2013 KC | x | 3 | CCHRC ASHP Report 2013 KC | x | 3 | CCHRC ASHP Report 2013 KC | x | 3 | CCHRC ASHP Report 2013 KC | x | 3 | CCHRC ASHP Report 2013 KC | x | 3 | CCHRC ASHP Report 2013 KC | x | 3 | CCHRC ASHP Report 2013 KC | x | 3 | CCHRC ASHP Report 2013 KC | x | 3 | CCHRC ASHP Report 2013 KC | x | 3 | CCHRC ASHP Report 2013 KC | x | 3 | CCHRC ASHP Report 2013 KC | x | 3 | CCHRC ASHP Report 2013 KC | x | 3 | CCHRC ASHP Report 2013 KC | x | 3 | CCHRC ASHP Report 2013 KC | x | 3 | CCHRC ASHP Report 2013 KC | x | 3 | CCHRC ASHP Report 2013 KC | x | 3 | CCHRC ASHP Report 2013 KC | x | 3 | CCHRC ASHP Report 2013 KC | x | 3 | CCHRC ASHP Report 2013 KC | x | 3 | CCHRC ASHP Report 2013 KC | x | 3 | CCHRC ASHP Report 2013 KC | x | 3 | CCHRC ASHP Report 2013 KC | x | 3 | CCHRC ASHP Report 2013 KC | x | 3 | CCHRC ASHP Report 2013 KC | x | 3 | CCHRC ASHP Report 2013 KC | x | 3 | CCHRC ASHP Report 2013 KC | x | 3 | CCHRC ASHP Report 2013 KC | x | 3 | CCHRC ASHP Report 2013 KC | x | 3 | CCHRC ASHP Report 2013 KC | x | 3 | CCHRC ASHP Report 2013 KC | x | 3 | CCHRC ASHP Report 2013 KC | x | 3 | CCHRC ASHP Report 2013 KC | x | 3 | CCHRC ASHP Report 2013 KC | x | 3 | CCHRC ASHP Report 2013 KC | x | 3 | CCHRC ASHP Report 2013 KC | x | 3 | CCHRC ASHP Report 2013 KC | x | 3 | CCHRC ASHP Report 2013 KC | x | 3 | CCHRC ASHP Report 2013 KC | x | 3 | CCHRC ASHP Report 2013 KC | x | 3 | CCHRC ASHP Report 2013 KC | x | 3 | CCHRC ASHP Report 2013 KC | x | 3 | CCHRC ASHP Report 2013 KC | x | 3 | CCHRC ASHP Report 2013 KC | x | 3 | CCHRC ASHP Report 2013 KC | x | 3 | CCHRC ASHP Report 2013 KC | x | 3 | CCHRC ASHP Report 2013 KC | x | 3 | CCHRC ASHP Report 2013 KC | x | 3 | CCHRC ASHP Report 2013 KC | x | 3 | CCHRC ASHP Report 2013 KC | x | 3 | CCHRC ASHP Report 2013 KC | x | 3 | CCHRC ASHP Report 2013 KC | x | 3 | CCHRC ASHP Report 2013 KC | x | 3 | CCHRC ASHP Report 2013 KC | x | 3 | CCHRC ASHP Report 2013 KC | x | 3 | CCHRC ASHP Report 2013 KC | x | 3 | CCHRC ASHP Report 2013 KC | x | 3 | CCHRC ASHP Report 2013 KC | x | 3 | CCHRC ASHP Report 2013 KC | x | 3 | CCHRC ASHP Report 2013 KC | x | 3 | CCHRC ASHP Report 2013 KC | x | 3 | CCHRC ASHP Report 2013 KC | x | 3 | CCHRC ASHP Report 2013 KC | x | 3 | CCHRC ASHP Report 2013 KC | x | 3 | CCHRC ASHP Report 2013 KC | x | 3 | CCHRC ASHP Report 2013 KC | x | 3 | CCHRC ASHP Report 2013 KC | x | 3 | CCHRC ASHP Report 2013 KC | x | 3 | CCHRC ASHP Report 2013 KC | x | 3 | CCHRC ASHP Report 2013 KC | x | 3 | CCHRC ASHP Report 2013 KC | x | 3 | CCHRC ASHP Report 2013 KC | x | 3 | CCHRC ASHP Report 2013 KC | x | 3 | CCHRC ASHP Report 2013 KC | x | 3 | CCHRC ASHP Report 2013 KC | x | 3 | CCHRC ASHP Report 2013 KC | x | 3 | CCHRC ASHP Report 2013 KC | x | 3 | CCHRC ASHP Report 2013 KC | x | 3 | CCHRC ASHP Report 2013 KC | x | 3 | CCHRC ASHP Report 2013 KC | x | 3 | CCHRC ASHP Report 2013 KC | x | 3 | CCHRC ASHP Report 2013 KC | x | 3 | CCHRC ASHP Report 2013 KC | x | 3 | CCHRC ASHP Report 2013 KC | x | 3 | CCHRC ASHP Report 2013 KC | x | 3 | CCHRC ASHP Report 2013 KC | x | 3 | CCHRC ASHP Report 2013 KC | x | 3 | CCHRC ASHP Report 2013 KC | x | 3 | CCHRC ASHP Report 2013 KC | x | 3 | CCHRC ASHP Report 2013 KC | x | 3 | CCHRC ASHP Report 2013 KC | x | 3 | CCHRC ASHP Report 2013 KC | x | 3 | CCHRC ASHP Report 2013 KC | x | 3 | CCHRC ASHP Report 2013 KC | x | 3 | CCHRC ASHP Report 2013 KC | x | 3 | CCHRC ASHP Report 2013 KC | x | 3 | CCHRC ASHP Report 2013 KC | x | 3 | CCHRC ASHP Report 2013 KC | x | 3 | CCHRC ASHP Report 2013 KC | x | 3 | CCHRC ASHP Report 2013 KC | x | 3 | CCHRC ASHP Report 2013 KC | x | 3 | CCHRC ASHP Report 2013 KC | x | 3 | CCHRC ASHP Report 2013 KC | x | 3 | CCHRC ASHP Report 2013 KC | x | 3 | CCHRC ASHP Report 2013 KC | x | 3 | CCHRC ASHP Report 2013 KC | x | 3 | CCHRC ASHP Report 2013 KC | x | 3 | CCHRC ASHP Report 2013 KC | x | 3 | CCHRC ASHP Report 2013 KC | x | 3 | CCHRC ASHP Report 2013 KC | x | 3 | CCHRC ASHP Report 2013 KC | x | 3 | CCHRC ASHP Report 2013 KC | x | 3 | CCHRC ASHP Report 2013 KC | x | 3 | CCHRC ASHP Report 2013 KC | x | 3 | CCHRC ASHP Report 2013 KC | x | 3 | CCHRC ASHP Report 2013 KC | x | 3 | CCHRC ASHP Report 2013 KC | x | 3 | CCHRC ASHP Report 2013 KC | x | 3 | CCHRC ASHP Report 2013 KC | x | 3 | CCHRC ASHP Report 2013 KC | x | 3 | CCHRC ASHP Report 2013 KC | x | 3 | CCHRC ASHP Report 2013 KC | x | 3 | CCHRC ASHP Report 2013 KC | x | 3 | CCHRC ASHP Report 2013 KC | x | 3 | CCHRC ASHP Report 2013 KC | x | 3 | CCHRC ASHP Report 2013 KC | x | 3 | CCHRC ASHP Report 2013 KC | x | 3 | CCHRC ASHP Report 2013 KC | x | 3 | CCHRC ASHP Report 2013 KC | x | 3 | CCHRC ASHP Report 2013 KC | x | 3 | CCHRC ASHP Report 2013 KC | x | 3 | CCHRC ASHP Report 2013 KC | x | 3 | CCHRC ASHP Report 2013 KC | x | 3 | CCHRC ASHP Report 2013 KC | x | 3 | CCHRC ASHP Report 2013 KC | x | 3 | CCHRC ASHP Report 2013 KC | x | 3 | CCHRC ASHP Report 2013 KC | x | 3 | CCHRC ASHP Report 2013 KC | x | 3 | CCHRC ASHP Report 2013 KC | x | 3 | CCHRC ASHP Report 2013 KC | x | 3 | CCHRC ASHP Report 2013 KC | x | 3 | CCHRC ASHP Report 2013 KC | x | 3 | CCHRC ASHP Report 2013 KC | x | 3 | CCHRC ASHP Report 2013 KC | x | 3 | CCHRC ASHP Report 2013 KC | x | 3 | CCHRC ASHP Report 2013 KC | x | 3 | CCHRC ASHP Report 2013 KC | x | 3 | CCHRC ASHP Report 2013 KC | x | 3 | CCHRC ASHP Report 2013 KC | x | 3 | CCHRC ASHP Report 2013 KC | x | 3 | CCHRC ASHP Report 2013 KC | x | 3 | CCHRC ASHP Report 2013 KC | x | 3 | CCHRC ASHP Report 2013 KC | x | 3 | CCHRC ASHP Report 2013 KC | x | 3 | CCHRC ASHP Report 2013 KC | x | 3 | CCHRC ASHP Report 2013 KC | x | 3 | CCHRC ASHP Report 2013 KC | x | 3 | CCHRC ASHP Report 2013 KC | x | 3 | CCHRC ASHP Report 2013 KC | x | 3 | CCHRC ASHP Report 2013 KC | x | 3 | CCHRC ASHP Report 2013 KC | x | 3 | CCHRC ASHP Report 2013 KC | x | 3 | CCHRC ASHP Report 2013 KC | x | 3 | CCHRC ASHP Report 2013 KC | x | 3 | CCHRC ASHP Report 2013 KC | x | 3 | CCHRC ASHP Report 2013 KC | x | 3 | CCHRC ASHP Report 2013 KC | x | 3 | CCHRC ASHP Report 2013 KC | x | 3 | CCHRC ASHP Report 2013 KC | x | 3 | CCHRC ASHP Report 2013 KC | x | 3 | CCHRC ASHP Report 2013 KC | x | 3 | CCHRC ASHP Report 2013 KC | x | 3 | CCHRC ASHP Report 2013 KC | x | 3 | CCHRC ASHP Report 2013 KC | x | 3 | CCHRC ASHP Report 2013 KC | x | 3 | CCHRC ASHP Report 2013 KC | x | 3 | CCHRC ASHP Report 2013 KC | x | 3 | CCHRC ASHP Report 2013 KC | x | 3 | CCHRC ASHP Report 2013 KC | x | 3 | CCHRC ASHP Report 2013 KC | x | 3 | CCHRC ASHP Report 2013 KC | x | 3 | CCHRC ASHP Report 2013 KC | x | 3 | CCHRC ASHP Report 2013 KC | x | 3 | CCHRC ASHP Report 2013 KC | x | 3 | CCHRC ASHP Report 2013 KC | x | 3 | CCHRC ASHP Report 2013 KC | x | 3 | CCHRC ASHP Report 2013 KC | x | 3 | CCHRC ASHP Report 2013 KC | x | 3 | CCHRC ASHP Report 2013 KC | x | 3 | CCHRC ASHP Report 2013 KC | x | 3 | CCHRC ASHP Report 2013 KC | x | 3 | CCHRC ASHP Report 2013 KC | x | 3 | CCHRC ASHP Report 2013 KC | x | 3 | CCHRC ASHP Report 2013 KC | x | 3 | CCHRC ASHP Report 2013 KC | x | 3 | CCHRC ASHP Report 2013 KC | x | 3 | CCHRC ASHP Report 2013 KC | x | 3 | CCHRC ASHP Report 2013 KC | x | 3 | CCHRC ASHP Report 2013 KC | x | 3 | CCHRC ASHP Report 2013 KC | x | 3 | CCHRC ASHP Report 2013 KC | x | 3 | CCHRC ASHP Report 2013 KC | x | 3 | CCHRC ASHP Report 2013 KC | x | 3 | CCHRC ASHP Report 2013 KC | x | 3 | CCHRC ASHP Report 2013 KC | x | 3 | CCHRC ASHP Report 2013 KC | x | 3 | CCHRC ASHP Report 2013 KC | x | 3 | CCHRC ASHP Report 2013 KC | x | 3 | CCHRC ASHP Report 2013 KC | x | 3 | CCHRC ASHP Report 2013 KC | x | 3 | CCHRC ASHP Report 2013 KC | x | 3 | CCHRC ASHP Report 2013 KC | x | 3 | CCHRC ASHP Report 2013 KC | x | 3 | CCHRC ASHP Report 2013 KC | x | 3 | CCHRC ASHP Report 2013 KC | x | 3 | CCHRC ASHP Report 2013 KC | x | 3 | CCHRC ASHP Report 2013 KC | x | 3 | CCHRC ASHP Report 2013 KC | x | 3 | CCHRC ASHP Report 2013 KC | x | 3 | CCHRC ASHP Report 2013 KC | x | 3 | CCHRC ASHP Report 2013 KC | x | 3 | CCHRC ASHP Report 2013 KC | x | 3 | CCHRC ASHP Report 2013 KC | x | 3 | CCHRC ASHP Report 2013 KC | x | 3 | CCHRC ASHP Report 2013 KC | x | 3 | CCHRC ASHP Report 2013 KC | x | 3 | CCHRC ASHP Report 2013 KC | x | 3 | CCHRC ASHP Report 2013 KC | x | 3 | CCHRC ASHP Report 2013 KC | x | 3 | CCHRC ASHP Report 2013 KC | x | 3 | CCHRC ASHP Report 2013 KC | x | 3 | CCHRC ASHP Report 2013 KC | x | 3 | CCHRC ASHP Report 2013 KC | x | 3 | CCHRC ASHP Report 2013 KC | x | 3 | CCHRC ASHP Report 2013 KC | x | 3 | CCHRC ASHP Report 2013 KC | x | 3 | CCHRC ASHP Report 2013 KC | x | 3 | CCHRC ASHP Report 2013 KC | x | 3 | CCHRC ASHP Report 2013 KC | x | 3 | CCHRC ASHP Report 2013 KC | x | 3 | CCHRC ASHP Report 2013 KC | x | 3 | CCHRC ASHP Report 2013 KC | x | 3 | CCHRC ASHP Report 2013 KC | x | 3 | CCHRC ASHP Report 2013 KC | x | 3 | CCHRC ASHP Report 2013 KC | x | 3 | CCHRC ASHP Report 2013 KC | x | 3 | CCHRC ASHP Report 2013 KC | x | 3 | CCHRC ASHP Report 2013 KC | x | 3 | CCHRC ASHP Report 2013 KC | x | 3 | CCHRC ASHP Report 2013 KC | x | 3 | CCHRC ASHP Report 2013 KC | x | 3 | CCHRC ASHP Report 2013 KC | x | 3 | CCHRC ASHP Report 2013 KC | x | 3 | CCHRC ASHP Report 2013 KC | x | 3 | CCHRC ASHP Report 2013 KC | x | 3 | CCHRC ASHP Report 2013 KC | x | 3 | CCHRC ASHP Report 2013 KC | x | 3 | CCHRC ASHP Report 2013 KC | x | 3 | CCHRC ASHP Report 2013 KC | x | 3 | CCHRC ASHP Report 2013 KC | x | 3 | CCHRC ASHP Report 2013 KC | x | 3 | CCHRC ASHP Report 2013 KC | x | 3 | CCHRC ASHP Report 2013 KC | x | 3 | CCHRC ASHP Report 2013 KC | x | 3 | CCHRC ASHP Report 2013 KC | x | 3 | CCHRC ASHP Report 2013 KC | x | 3 | CCHRC ASHP Report 2013 KC | x | 3 | CCHRC ASHP Report 2013 KC | x | 3 | CCHRC ASHP Report 2013 KC | x | 3 | CCHRC ASHP Report 2013 KC | x | 3 | CCHRC ASHP Report 2013 KC | x | 3 | CCHRC ASHP Report 2013 KC | x | 3 | CCHRC ASHP Report 2013 KC | x | 3 | CCHRC ASHP Report 2013 KC | x | 3 | CCHRC ASHP Report 2013 KC | x | 3 | CCHRC ASHP Report 2013 KC | x | 3 | CCHRC ASHP Report 2013 KC | x | 3 | CCHRC ASHP Report 2013 KC | x | 3 | CCHRC ASHP Report 2013 KC | x | 3 | CCHRC ASHP Report 2013 KC | x | 3 | CCHRC ASHP Report 2013 KC | x | 3 | CCHRC ASHP Report 2013 KC | x | 3 | CCHRC ASHP Report 2013 KC | x | 3 | CCHRC ASHP Report 2013 KC | x | 3 | CCHRC ASHP Report 2013 KC | x | 3 | CCHRC ASHP Report 2013 KC | x | 3 | CCHRC ASHP Report 2013 KC | x | 3 | CCHRC ASHP Report 2013 KC | x | 3 | CCHRC ASHP Report 2013 KC | x | 3 | CCHRC ASHP Report 2013 KC | x | 3 | CCHRC ASHP Report 2013 KC | x | 3 | CCHRC ASHP Report 2013 KC | x | 3 | CCHRC ASHP Report 2013 KC | x | 3 | CCHRC ASHP Report 2013 KC | x | 3 | CCHRC ASHP Report 2013 KC | x | 3 | CCHRC ASHP Report 2013 KC | x | 3 | CCHRC ASHP Report 2013 KC | x | 3 | CCHRC ASHP Report 2013 KC | x | 3 | CCHRC ASHP Report 2013 KC | x | 3 | CCHRC ASHP Report 2013 KC | x | 3 | CCHRC ASHP Report 2013 KC | x | 3 | CCHRC ASHP Report 2013 KC | x | 3 | CCHRC ASHP Report 2013 KC | x | 3 | CCHRC ASHP Report 2013 KC | x | 3 | CCHRC ASHP Report 2013 KC | x | 3 | CCHRC ASHP Report 2013 KC | x | 3 | CCHRC ASHP Report 2013 KC | x | 3 | CCHRC ASHP Report 2013 KC | x | 3 | CCHRC ASHP Report 2013 KC | x | 3 | CCHRC ASHP Report 2013 KC | x | 3 | CCHRC ASHP Report 2013 KC | x | 3 | CCHRC ASHP Report 2013 KC | x | 3 | CCHRC ASHP Report 2013 KC | x | 3 | CCHRC ASHP Report 2013 KC | x | 3 | CCHRC ASHP Report 2013 KC | x | 3 | CCHRC ASHP Report 2013 KC | x | 3 | CCHRC ASHP Report 2013 KC | x | 3 | CCHRC ASHP Report 2013 KC | x | 3 | CCHRC ASHP Report 2013 KC | x | 3 | CCHRC ASHP Report 2013 KC | x | 3 | CCHRC ASHP Report 2013 KC | x | 3 | CCHRC ASHP Report 2013 KC | x | 3 | CCHRC ASHP Report 2013 KC | x | 3 | CCHRC ASHP Report 2013 KC | x | 3 | CCHRC ASHP Report 2013 KC | x | 3 | CCHRC ASHP Report 2013 KC | x | 3 | CCHRC ASHP Report 2013 KC | x | 3 | CCHRC ASHP Report 2013 KC | x | 3 | CCHRC ASHP Report 2013 KC | x | 3 | CCHRC ASHP Report 2013 KC | x | 3 | CCHRC ASHP Report 2013 KC | x | 3 | CCHRC ASHP Report 2013 KC | x | 3 | CCHRC ASHP Report 2013 KC | x | 3 | CCHRC ASHP Report 2013 KC | x | 3 | CCHRC ASHP Report 2013 KC | x | 3 | CCHRC ASHP Report 2013 KC | x | 3 | CCHRC ASHP Report 2013 KC | x | 3 | CCHRC ASHP Report 2013 KC | x | 3 | CCHRC ASHP Report 2013 KC | x | 3 | CCHRC ASHP Report 2013 KC | x | 3 | CCHRC ASHP Report 2013 KC | x | 3 | CCHRC ASHP Report 2013 KC | x | 3 | CCHRC ASHP Report 2013 KC | x | 3 | CCHRC ASHP Report 2013 KC | x | 3 | CCHRC ASHP Report 2013 KC | x | 3 | CCHRC ASHP Report 2013 KC | x | 3 | CCHRC ASHP Report 2013 KC | x | 3 | CCHRC ASHP Report 2013 KC | x | 3 | CCHRC ASHP Report 2013 KC | x | 3 | CCHRC ASHP Report 2013 KC | x | 3 | CCHRC ASHP Report 2013 KC | x | 3 | CCHRC ASHP Report 2013 KC | x | 3 | CCHRC ASHP Report 2013 KC | x | 3 | CCHRC ASHP Report 2013 KC | x | 3 | CCHRC ASHP Report 2013 KC | x | 3 | CCHRC ASHP Report 2013 KC | x | 3 | CCHRC ASHP Report 2013 KC | x | 3 | CCHRC ASHP Report 2013 KC | x | 3 | CCHRC ASHP Report 2013 KC | x | 3 | CCHRC ASHP Report 2013 KC | x | 3 | CCHRC ASHP Report 2013 KC | x | 3 | CCHRC ASHP Report 2013 KC | x | 3 | CCHRC ASHP Report 2013 KC | x | 3 | CCHRC ASHP Report 2013 KC | x | 3 | CCHRC ASHP Report 2013 KC | x | 3 | CCHRC ASHP Report 2013 KC | x | 3 | CCHRC ASHP Report 2013 KC | x | 3 | CCHRC ASHP Report 2013 KC | x | 3 | CCHRC ASHP Report 2013 KC | x | 3 | CCHRC ASHP Report 2013 KC | x | 3 | CCHRC ASHP Report 2013 KC | x | 3 | CCHRC ASHP Report 2013 KC | x | 3 | CCHRC ASHP Report 2013 KC | x | 3 | CCHRC ASHP Report 2013 KC | x | 3 | CCHRC ASHP Report 2013 KC | x | 3 | CCHRC ASHP Report 2013 KC | x | 3 | CCHRC ASHP Report 2013 KC | x | 3 | CCHRC ASHP Report 2013 KC | x | 3 | CCHRC ASHP Report 2013 KC | x | 3 | CCHRC ASHP Report 2013 KC | x | 3 | CCHRC ASHP Report 2013 KC | x | 3 | CCHRC ASHP Report 2013 KC | x | 3 | CCHRC ASHP Report 2013 KC | x | 3 | CCHRC ASHP Report 2013 KC | x | 3 | CCHRC ASHP Report 2013 KC | x | 3 | CCHRC ASHP Report 2013 KC | x | 3 | CCHRC ASHP Report 2013 KC | x | 3 | CCHRC ASHP Report 2013 KC | x | 3 | CCHRC ASHP Report 2013 KC | x | 3 | CCHRC ASHP Report 2013 KC | x | 3 | CCHRC ASHP Report 2013 KC | x | 3 | CCHRC ASHP Report 2013 KC | x | 3 | CCHRC ASHP Report 2013 KC | x | 3 | CCHRC ASHP Report 2013 KC | x | 3 | CCHRC ASHP Report 2013 KC | x | 3 | CCHRC ASHP Report 2013 KC | x | 3 | CCHRC ASHP Report 2013 KC | x | 3 | CCHRC ASHP Report 2013 KC | x | 3 | CCHRC ASHP Report 2013 KC | x | 3 | CCHRC ASHP Report 2013 KC | x | 3 | CCHRC ASHP Report 2013 KC | x | 3 | CCHRC ASHP Report 2013 KC | x | 3 | CCHRC ASHP Report 2013 KC | x | 3 | CCHRC ASHP Report 2013 KC | x | 3 | CCHRC ASHP Report 2013 KC | x | 3 | CCHRC ASHP Report 2013 KC | x | 3 | CCHRC ASHP Report 2013 KC | x | 3 | CCHRC ASHP Report 2013 KC | x | 3 | CCHRC ASHP Report 2013 KC | x | 3 | CCHRC ASHP Report 2013 KC | x | 3 | CCHRC ASHP Report 2013 KC | x | 3 | CCHRC ASHP Report 2013 KC | x | 3 | CCHRC ASHP Report 2013 KC | x | 3 | CCHRC ASHP Report 2013 KC | x | 3 | CCHRC ASHP Report 2013 KC | x | 3 | CCHRC ASHP Report 2013 KC | x | 3 | CCHRC ASHP Report 2013 KC | x | 3 | CCHRC ASHP Report 2013 KC | x | 3 | CCHRC ASHP Report 2013 KC | x | 3 | CCHRC ASHP Report 2013 KC | x | 3 | CCHRC ASHP Report 2013 KC | x | 3 | CCHRC ASHP Report 2013 KC | x | 3 | CCHRC ASHP Report 2013 KC | x | 3 | CCHRC ASHP Report 2013 KC | x | 3 | CCHRC ASHP Report 2013 KC | x | 3 | CCHRC ASHP Report 2013 KC | x | 3 | CCHRC ASHP Report 2013 KC | x | 3 | CCHRC ASHP Report 2013 KC | x | 3 | CCHRC ASHP Report 2013 KC | x | 3 | CCHRC ASHP Report 2013 KC | x | 3 | CCHRC ASHP Report 2013 KC | x | 3 | CCHRC ASHP Report 2013 KC | x | 3 | CCHRC ASHP Report 2013 KC | x | 3 | CCHRC ASHP Report 2013 KC | x | 3 | CCHRC ASHP Report 2013 KC | x | 3 | CCHRC ASHP Report 2013 KC | x | 3 | CCHRC ASHP Report 2013 KC | x | 3 | CCHRC ASHP Report 2013 KC | x | 3 | CCHRC ASHP Report 2013 KC | x | 3 | CCHRC ASHP Report 2013 KC | x | 3 | CCHRC ASHP Report 2013 KC | x | 3 | CCHRC ASHP Report 2013 KC | x | 3 | CCHRC ASHP Report 2013 KC | x | 3 | CCHRC ASHP Report 2013 KC | x | 3 | CCHRC ASHP Report 2013 KC | x | 3 | CCHRC ASHP Report 2013 KC | x | 3 | CCHRC ASHP Report 2013 KC | x | 3 | CCHRC ASHP Report 2013 KC | x | 3 | CCHRC ASHP Report 2013 KC | x | 3 | CCHRC ASHP Report 2013 KC | x | 3 | CCHRC ASHP Report 2013 KC | x | 3 | CCHRC ASHP Report 2013 KC | x | 3 | CCHRC ASHP Report 2013 KC | x | 3 | CCHRC ASHP Report 2013 KC | x | 3 | CCHRC ASHP Report 2013 KC | x | 3 | CCHRC ASHP Report 2013 KC | x | 3 | CCHRC ASHP Report 2013 KC | x | 3 | CCHRC ASHP Report 2013 KC | x | 3 | CCHRC ASHP Report 2013 KC | x | 3 | CCHRC ASHP Report 2013 KC | x | 3 | CCHRC ASHP Report 2013 KC | x | 3 | CCHRC ASHP Report 2013 KC | x | 3 | CCHRC ASHP Report 2013 KC | x | 3 | CCHRC ASHP Report 2013 KC | x | 3 | CCHRC ASHP Report 2013 KC | x | 3 | CCHRC ASHP Report 2013 KC | x | 3 | CCHRC ASHP Report 2013 KC | x | 3 | CCHRC ASHP Report 2013 KC | x | 3 | CCHRC ASHP Report 2013 KC | x | 3 | CCHRC ASHP Report 2013 KC | x | 3 | CCHRC ASHP Report 2013 KC | x | 3 | CCHRC ASHP Report 2013 KC | x | 3 | CCHRC ASHP Report 2013 KC | x | 3 | CCHRC ASHP Report 2013 KC | x | 3 | CCHRC ASHP Report 2013 KC | x | 3 | CCHRC ASHP Report 2013 KC | x | 3 | CCHRC ASHP Report 2013 KC | x | 3 | CCHRC ASHP Report 2013 KC | x | 3 | CCHRC ASHP Report 2013 KC | x | 3 | CCHRC ASHP Report 2013 KC | x | 3 | CCHRC ASHP Report 2013 KC | x | 3 | CCHRC ASHP Report 2013 KC | x | 3 | CCHRC ASHP Report 2013 KC | x | 3 | CCHRC ASHP Report 2013 KC | x | 3 | CCHRC ASHP Report 2013 KC | x | 3 | CCHRC ASHP Report 2013 KC | x | 3 | CCHRC ASHP Report 2013 KC | x | 3 | CCHRC ASHP Report 2013 KC | x | 3 | CCHRC ASHP Report 2013 KC | x | 3 | CCHRC ASHP Report 2013 KC | x | 3 | CCHRC ASHP Report 2013 KC | x | 3 | CCHRC ASHP Report 2013 KC | x | 3 | CCHRC ASHP Report 2013 KC | x | 3 | CCHRC ASHP Report 2013 KC | x | 3 | CCHRC ASHP Report 2013 KC | x | 3 | CCHRC ASHP Report 2013 KC | x | 3 | CCHRC ASHP Report 2013 KC | x | 3 | CCHRC ASHP Report 2013 KC | x | 3 | CCHRC ASHP Report 2013 KC | x | 3 | CCHRC ASHP Report 2013 KC | x | 3 | CCHRC ASHP Report 2013 KC | x | 3 | CCHRC ASHP Report 2013 KC | x | 3 | CCHRC ASHP Report 2013 KC | x | 3 | CCHRC ASHP Report 2013 KC | x | 3 | CCHRC ASHP Report 2013 KC | x | 3 | CCHRC ASHP Report 2013 KC | x | 3 | CCHRC ASHP Report 2013 KC | x | 3 | CCHRC ASHP Report 2013 KC | x | 3 | CCHRC ASHP Report 2013 KC | x | 3 | CCHRC ASHP Report 2013 KC | x | 3 | CCHRC ASHP Report 2013 KC | x | 3 | CCHRC ASHP Report 2013 KC | x | 3 | CCHRC ASHP Report 2013 KC | x | 3 | CCHRC ASHP Report 2013 KC | x | 3 | CCHRC ASHP Report 2013 KC | x | 3 | CCHRC ASHP Report 2013 KC | x | 3 | CCHRC ASHP Report 2013 KC | x | 3 | CCHRC ASHP Report 2013 KC | x | 3 | CCHRC ASHP Report 2013 KC | x | 3 | CCHRC ASHP Report 2013 KC | x | 3 | CCHRC ASHP Report 2013 KC | x | 3 | CCHRC ASHP Report 2013 KC | x | 3 | CCHRC ASHP Report 2013 KC | x | 3 | CCHRC ASHP Report 2013 KC | x | 3 | CCHRC ASHP Report 2013 KC | x | 3 | CCHRC ASHP Report 2013 KC | x | 3 | CCHRC ASHP Report 2013 KC | x | 3 | CCHRC ASHP Report 2013 KC | x | 3 | CCHRC ASHP Report 2013 KC | x | 3 | CCHRC ASHP Report 2013 KC | x | 3 | CCHRC ASHP Report 2013 KC | x | 3 | CCHRC ASHP Report 2013 KC | x | 3 | CCHRC ASHP Report 2013 KC | x | 3 | CCHRC ASHP Report 2013 KC | x | 3 | CCHRC ASHP Report 2013 KC | x | 3 | CCHRC ASHP Report 2013 KC | x | 3 | CCHRC ASHP Report 2013 KC | x | 3 | CCHRC ASHP Report 2013 KC | x | 3 | CCHRC ASHP Report 2013 KC | x | 3 | CCHRC ASHP Report 2013 KC | x | 3 | CCHRC ASHP Report 2013 KC | x | 3 | CCHRC ASHP Report 2013 KC | x | 3 | CCHRC ASHP Report 2013 KC | x | 3 | CCHRC ASHP Report 2013 KC | x | 3 | CCHRC ASHP Report 2013 KC | x | 3 | CCHRC ASHP Report 2013 KC | x | 3 | CCHRC ASHP Report 2013 KC | x | 3 | CCHRC ASHP Report 2013 KC | x | 3 | CCHRC ASHP Report 2013 KC | x | 3 | CCHRC ASHP Report 2013 KC | x | 3 | CCHRC ASHP Report 2013 KC | x | 3 | CCHRC ASHP Report 2013 KC | x | 3 | CCHRC ASHP Report 2013 KC | x | 3 | CCHRC ASHP Report 2013 KC | x | 3 | CCHRC ASHP Report 2013 KC | x | 3 | CCHRC ASHP Report 2013 KC | x | 3 | CCHRC ASHP Report 2013 KC | x | 3 | CCHRC ASHP Report 2013 KC | x | 3 | CCHRC ASHP Report 2013 KC | x | 3 | CCHRC ASHP Report 2013 KC | x | 3 | CCHRC ASHP Report 2013 KC | x | 3 | CCHRC ASHP Report 2013 KC | x | 3 | CCHRC ASHP Report 2013 KC | x | 3 | CCHRC ASHP Report 2013 KC | x | 3 | CCHRC ASHP Report 2013 KC | x | 3 | CCHRC ASHP Report 2013 KC | x | 3 | CCHRC ASHP Report 2013 KC | x | 3 | CCHRC ASHP Report 2013 KC | x | 3 | CCHRC ASHP Report 2013 KC | x | 3 | CCHRC ASHP Report 2013 KC | x | 3 | CCHRC ASHP Report 2013 KC | x | 3 | CCHRC ASHP Report 2013 KC | x | 3 | CCHRC ASHP Report 2013 KC | x | 3 | CCHRC ASHP Report 2013 KC | x | 3 | CCHRC ASHP Report 2013 KC | x | 3 | CCHRC ASHP Report 2013 KC | x | 3 | CCHRC ASHP Report 2013 KC | x | 3 | CCHRC ASHP Report 2013 KC | x | 3 | CCHRC ASHP Report 2013 KC | x | 3 | CCHRC ASHP Report 2013 KC | x | 3 | CCHRC ASHP Report 2013 KC | x | 3 | CCHRC ASHP Report 2013 KC | x | 3 | CCHRC ASHP Report 2013 KC | x | 3 | CCHRC ASHP Report 2013 KC | x | 3 | CCHRC ASHP Report 2013 KC | x | 3 | CCHRC ASHP Report 2013 KC | x | 3 | CCHRC ASHP Report 2013 KC | x | 3 | CCHRC ASHP Report 2013 KC | x | 3 | CCHRC ASHP Report 2013 KC | x | 3 | CCHRC ASHP Report 2013 KC | x | 3 | CCHRC ASHP Report 2013 KC | x | 3 | CCHRC ASHP Report 2013 KC | x | 3 | CCHRC ASHP Report 2013 KC | x | 3 | CCHRC ASHP Report 2013 KC | x | 3 | CCHRC ASHP Report 2013 KC | x | 3 | CCHRC ASHP Report 2013 KC | x | 3 | CCHRC ASHP Report 2013 KC | x | 3 | CCHRC ASHP Report 2013 KC | x | 3 | CCHRC ASHP Report 2013 KC | x | 3 | CCHRC ASHP Report 2013 KC | x | 3 | CCHRC ASHP Report 2013 KC | x | 3 | CCHRC ASHP Report 2013 KC | x | 3 | CCHRC ASHP Report 2013 KC | x | 3 | CCHRC ASHP Report 2013 KC | x | 3 | CCHRC ASHP Report 2013 KC | x | 3 | CCHRC ASHP Report 2013 KC | x | 3 | CCHRC ASHP Report 2013 KC | x | 3 | CCHRC ASHP Report 2013 KC | x | 3 | CCHRC ASHP Report 2013 KC | x | 3 | CCHRC ASHP Report 2013 KC | x | 3 | CCHRC ASHP Report 2013 KC | x | 3 | CCHRC ASHP Report 2013 KC | x | 3 | CCHRC ASHP Report 2013 KC | x | 3 | CCHRC ASHP Report 2013 KC | x | 3 | CCHRC ASHP Report 2013 KC | x | 3 | CCHRC ASHP Report 2013 KC | x | 3 | CCHRC ASHP Report 2013 KC | x | 3 | CCHRC ASHP Report 2013 KC | x | 3 | CCHRC ASHP Report 2013 KC | x | 3 | CCHRC ASHP Report 2013 KC | x | 3 | CCHRC ASHP Report 2013 KC | x | 3 | CCHRC ASHP Report 2013 KC | x | 3 | CCHRC ASHP Report 2013 KC | x | 3 | CCHRC ASHP Report 2013 KC | x | 3 | CCHRC ASHP Report 2013 KC | x | 3 | CCHRC ASHP Report 2013 KC | x | 3 | CCHRC ASHP Report 2013 KC | x | 3 | CCHRC ASHP Report 2013 KC | x | 3 | CCHRC ASHP Report 2013 KC | x | 3 | CCHRC ASHP Report 2013 KC | x | 3 | CCHRC ASHP Report 2013 KC | x | 3 | CCHRC ASHP Report 2013 KC | x | 3 | CCHRC ASHP Report 2013 KC | x | 3 | CCHRC ASHP Report 2013 KC | x | 3 | CCHRC ASHP Report 2013 KC | x | 3 | CCHRC ASHP Report 2013 KC | x | 3 | CCHRC ASHP Report 2013 KC | x | 3 | CCHRC ASHP Report 2013 KC | x | 3 | CCHRC ASHP Report 2013 KC | x | 3 | CCHRC ASHP Report 2013 KC | x | 3 | CCHRC ASHP Report 2013 KC | x | 3 | CCHRC ASHP Report 2013 KC | x | 3 | CCHRC ASHP Report 2013 KC | x | 3 | CCHRC ASHP Report 2013 KC | x | 3 | CCHRC ASHP Report 2013 KC | x | 3 | CCHRC ASHP Report 2013 KC | x | 3 | CCHRC ASHP Report 2013 KC | x | 3 | CCHRC ASHP Report 2013 KC | x | 3 | CCHRC ASHP Report 2013 KC | x | 3 | CCHRC ASHP Report 2013 KC | x | 3 | CCHRC ASHP Report 2013 KC | x | 3 | CCHRC ASHP Report 2013 KC | x | 3 | CCHRC ASHP Report 2013 KC | x | 3 | CCHRC ASHP Report 2013 KC | x | 3 | CCHRC ASHP Report 2013 KC | x | 3 | CCHRC ASHP Report 2013 KC | x | 3 | CCHRC ASHP Report 2013 KC | x | 3 | CCHRC ASHP Report 2013 KC | x | 3 | CCHRC ASHP Report 2013 KC | x | 3 | CCHRC ASHP Report 2013 KC | x | 3 | CCHRC ASHP Report 2013 KC | x | 3 | CCHRC ASHP Report 2013 KC | x | 3 | CCHRC ASHP Report 2013 KC | x | 3 | CCHRC ASHP Report 2013 KC | x | 3 | CCHRC ASHP Report 2013 KC | x | 3 | CCHRC ASHP Report 2013 KC | x | 3 | CCHRC ASHP Report 2013 KC | x | 3 | CCHRC ASHP Report 2013 KC | x | 3 | CCHRC ASHP Report 2013 KC | x | 3 | CCHRC ASHP Report 2013 KC | x | 3 | CCHRC ASHP Report 2013 KC | x | 3 | CCHRC ASHP Report 2013 KC | x | 3 | CCHRC ASHP Report 2013 KC | x | 3 | CCHRC ASHP Report 2013 KC | x | 3 | CCHRC ASHP Report 2013 KC | x | 3 | CCHRC ASHP Report 2013 KC | x | 3 | CCHRC ASHP Report 2013 KC | x | 3 | CCHRC ASHP Report 2013 KC | x | 3 | CCHRC ASHP Report 2013 KC | x | 3 | CCHRC ASHP Report 2013 KC | x | 3 | CCHRC ASHP Report 2013 KC | x | 3 | CCHRC ASHP Report 2013 KC | x | 3 | CCHRC ASHP Report 2013 KC | x | 3 | CCHRC ASHP Report 2013 KC | x | 3 | CCHRC ASHP Report 2013 KC | x | 3 | CCHRC ASHP Report 2013 KC | x | 3 | CCHRC ASHP Report 2013 KC | x | 3 | CCHRC ASHP Report 2013 KC | x | 3 | CCHRC ASHP Report 2013 KC | x | 3 | CCHRC ASHP Report 2013 KC | x | 3 | CCHRC ASHP Report 2013 KC | x | 3 | CCHRC ASHP Report 2013 KC | x | 3 | CCHRC ASHP Report 2013 KC | x | 3 | CCHRC ASHP Report 2013 KC | x | 3 | CCHRC ASHP Report 2013 KC | x | 3 | CCHRC ASHP Report 2013 KC | x | 3 | CCHRC ASHP Report 2013 KC | x | 3 | CCHRC ASHP Report 2013 KC | x | 3 | CCHRC ASHP Report 2013 KC | x | 3 | CCHRC ASHP Report 2013 KC | x | 3 | CCHRC ASHP Report 2013 KC | x | 3 | CCHRC ASHP Report 2013 KC | x | 3 | CCHRC ASHP Report 2013 KC | x | 3 | CCHRC ASHP Report 2013 KC | x | 3 | CCHRC ASHP Report 2013 KC | x | 3 | CCHRC ASHP Report 2013 KC | x | 3 | CCHRC ASHP Report 2013 KC | x | 3 | CCHRC ASHP Report 2013 KC | x | 3 | CCHRC ASHP Report 2013 KC | x | 3 | CCHRC ASHP Report 2013 KC | x | 3 | CCHRC ASHP Report 2013 KC | x | 3 | CCHRC ASHP Report 2013 KC | x | 3 | CCHRC ASHP Report 2013 KC | x | 3 | CCHRC ASHP Report 2013 KC | x | 3 | CCHRC ASHP Report 2013 KC | x | 3 | CCHRC ASHP Report 2013 KC | x | 3 | CCHRC ASHP Report 2013 KC | x | 3 | CCHRC ASHP Report 2013 KC | x | 3 | CCHRC ASHP Report 2013 KC | x | 3 | CCHRC ASHP Report 2013 KC | x | 3 | CCHRC ASHP Report 2013 KC | x | 3 | CCHRC ASHP Report 2013 KC | x | 3 | CCHRC ASHP Report 2013 KC | x | 3 | CCHRC ASHP Report 2013 KC | x | 3 | CCHRC ASHP Report 2013 KC | x | 3 | CCHRC ASHP Report 2013 KC | x | 3 | CCHRC ASHP Report 2013 KC | x | 3 | CCHRC ASHP Report 2013 KC | x | 3 | CCHRC ASHP Report 2013 KC | x | 3 | CCHRC ASHP Report 2013 KC | x | 3 | CCHRC ASHP Report 2013 KC | x | 3 | CCHRC ASHP Report 2013 KC | x | 3 | CCHRC ASHP Report 2013 KC | x | 3 | CCHRC ASHP Report 2013 KC | x | 3 | CCHRC ASHP Report 2013 KC | x | 3 | CCHRC ASHP Report 2013 KC | x | 3 | CCHRC ASHP Report 2013 KC | x | 3 | CCHRC ASHP Report 2013 KC | x | 3 | CCHRC ASHP Report 2013 KC | x | 3 | CCHRC ASHP Report 2013 KC | x | 3 | CCHRC ASHP Report 2013 KC | x | 3 | CCHRC ASHP Report 2013 KC | x | 3 | CCHRC ASHP Report 2013 KC | x | 3 | CCHRC ASHP Report 2013 KC | x | 3 | CCHRC ASHP Report 2013 KC | x | 3 | CCHRC ASHP Report 2013 KC | x | 3 | CCHRC ASHP Report 2013 KC | x | 3 | CCHRC ASHP Report 2013 KC | x | 3 | CCHRC ASHP Report 2013 KC | x | 3 | CCHRC ASHP Report 2013 KC | x | 3 | CCHRC ASHP Report 2013 KC | x | 3 | CCHRC ASHP Report 2013 KC | x | 3 | CCHRC ASHP Report 2013 KC | x | 3 | CCHRC ASHP Report 2013 KC | x | 3 | CCHRC ASHP Report 2013 KC | x | 3 | CCHRC ASHP Report 2013 KC | x | 3 | CCHRC ASHP Report 2013 KC | x | 3 | CCHRC ASHP Report 2013 KC | x | 3 | CCHRC ASHP Report 2013 KC | x | 3 | CCHRC ASHP Report 2013 KC | x | 3 | CCHRC ASHP Report 2013 KC | x | 3 | CCHRC ASHP Report 2013 KC | x | 3 | CCHRC ASHP Report 2013 KC | x | 3 | CCHRC ASHP Report 2013 KC | x | 3 | CCHRC ASHP Report 2013 KC | x | 3 | CCHRC ASHP Report 2013 KC | x | 3 | CCHRC ASHP Report 2013 KC | x | 3 | CCHRC ASHP Report 2013 KC | x | 3 | CCHRC ASHP Report 2013 KC | x | 3 | CCHRC ASHP Report 2013 KC | x | 3 | CCHRC ASHP Report 2013 KC | x | 3 | CCHRC ASHP Report 2013 KC | x | 3 | CCHRC ASHP Report 2013 KC | x | 3 | CCHRC ASHP Report 2013 KC | x | 3 | CCHRC ASHP Report 2013 KC | x | 3 | CCHRC ASHP Report 2013 KC | x | 3 | CCHRC ASHP Report 2013 KC | x | 3 | CCHRC ASHP Report 2013 KC | x | 3 | CCHRC ASHP Report 2013 KC | x | 3 | CCHRC ASHP Report 2013 KC | x | 3 | CCHRC ASHP Report 2013 KC | x | 3 | CCHRC ASHP Report 2013 KC | x | 3 | CCHRC ASHP Report 2013 KC | x | 3 | CCHRC ASHP Report 2013 KC | x | 3 | CCHRC ASHP Report 2013 KC | x | 3 | CCHRC ASHP Report 2013 KC | x | 3 | CCHRC ASHP Report 2013 KC | x | 3 | CCHRC ASHP Report 2013 KC | x | 3 | CCHRC ASHP Report 2013 KC | x | 3 | CCHRC ASHP Report 2013 KC | x | 3 | CCHRC ASHP Report 2013 KC | x | 3 | CCHRC ASHP Report 2013 KC | x | 3 | CCHRC ASHP Report 2013 KC | x | 3 | CCHRC ASHP Report 2013 KC | x | 3 | CCHRC ASHP Report 2013 KC | x | 3 | CCHRC ASHP Report 2013 KC | x | 3 | CCHRC ASHP Report 2013 KC | x | 3 | CCHRC ASHP Report 2013 KC | x | 3 | CCHRC ASHP Report 2013 KC | x | 3 | CCHRC ASHP Report 2013 KC | x | 3 | CCHRC ASHP Report 2013 KC | x | 3 | CCHRC ASHP Report 2013 KC | x | 3 | CCHRC ASHP Report 2013 KC | x | 3 | CCHRC ASHP Report 2013 KC | x | 3 | CCHRC ASHP Report 2013 KC | x | 3 | CCHRC ASHP Report 2013 KC | x | 3 | CCHRC ASHP Report 2013 KC | x | 3 | CCHRC ASHP Report 2013 KC | x | 3 | CCHRC ASHP Report 2013 KC | x | 3 | CCHRC ASHP Report 2013 KC | x | 3 | CCHRC ASHP Report 2013 KC | x | 3 | CCHRC ASHP Report 2013 KC | x | 3 | CCHRC ASHP Report 2013 KC | x | 3 | CCHRC ASHP Report 2013 KC | x | 3 | CCHRC ASHP Report 2013 KC | x | 3 | CCHRC ASHP Report 2013 KC | x | 3 | CCHRC ASHP Report 2013 KC | x | 3 | CCHRC ASHP Report 2013 KC | x | 3 | CCHRC ASHP Report 2013 KC | x | 3 | CCHRC ASHP Report 2013 KC | x | 3 | CCHRC ASHP Report 2013 KC | x | 3 | CCHRC ASHP Report 2013 KC | x | 3 | CCHRC ASHP Report 2013 KC | x | 3 | CCHRC ASHP Report 2013 KC | x | 3 | CCHRC ASHP Report 2013 KC | x | 3 | CCHRC ASHP Report 2013 KC | x | 3 | CCHRC ASHP Report 2013 KC | x | 3 | CCHRC ASHP Report 2013 KC | x | 3 | CCHRC ASHP Report 2013 KC | x | 3 | CCHRC ASHP Report 2013 KC | x | 3 | CCHRC ASHP Report 2013 KC | x | 3 | CCHRC ASHP Report 2013 KC | x | 3 | CCHRC ASHP Report 2013 KC | x | 3 | CCHRC ASHP Report 2013 KC | x | 3 | CCHRC ASHP Report 2013 KC | x | 3 | CCHRC ASHP Report 2013 KC | x | 3 | CCHRC ASHP Report 2013 KC | x | 3 | CCHRC ASHP Report 2013 KC | x | 3 | CCHRC ASHP Report 2013 KC | x | 3 | CCHRC ASHP Report 2013 KC | x | 3 | CCHRC ASHP Report 2013 KC | x | 3 | CCHRC ASHP Report 2013 KC | x | 3 | CCHRC ASHP Report 2013 KC | x | 3 | CCHRC ASHP Report 2013 KC | x | 3 | CCHRC ASHP Report 2013 KC | x | 3 | CCHRC ASHP Report 2013 KC | x | 3 | CCHRC ASHP Report 2013 KC | x | 3 | CCHRC ASHP Report 2013 KC | x | 3 | CCHRC ASHP Report 2013 KC | x | 3 | CCHRC ASHP Report 2013 KC | x | 3 | CCHRC ASHP Report 2013 KC | x | 3 | CCHRC ASHP Report 2013 KC | x | 3 | CCHRC ASHP Report 2013 KC | x | 3 | CCHRC ASHP Report 2013 KC | x | 3 | CCHRC ASHP Report 2013 KC | x | 3 | CCHRC ASHP Report 2013 KC | x | 3 | CCHRC ASHP Report 2013 KC | x | 3 | CCHRC ASHP Report 2013 KC | x | 3 | CCHRC ASHP Report 2013 KC | x | 3 | CCHRC ASHP Report 2013 KC | x | 3 | CCHRC ASHP Report 2013 KC | x | 3 | CCHRC ASHP Report 2013 KC | x | 3 | CCHRC ASHP Report 2013 KC | x | 3 | CCHRC ASHP Report 2013 KC | x | 3 | CCHRC ASHP Report 2013 KC | x | 3 | CCHRC ASHP Report 2013 KC | x | 3 | CCHRC ASHP Report 2013 KC | x | 3 | CCHRC ASHP Report 2013 KC | x | 3 | CCHRC ASHP Report 2013 KC | x | 3 | CCHRC ASHP Report 2013 KC | x | 3 | CCHRC ASHP Report 2013 KC | x | 3 | CCHRC ASHP Report 2013 KC | x | 3 | CCHRC ASHP Report 2013 KC | x | 3 | CCHRC ASHP Report 2013 KC | x | 3 | CCHRC ASHP Report 2013 KC | x | 3 | CCHRC ASHP Report 2013 KC | x | 3 | CCHRC ASHP Report 2013 KC | x | 3 | CCHRC ASHP Report 2013 KC | x | 3 | CCHRC ASHP Report 2013 KC | x | 3 | CCHRC ASHP Report 2013 KC | x | 3 | CCHRC ASHP Report 2013 KC | x | 3 | CCHRC ASHP Report 2013 KC | x | 3 | CCHRC ASHP Report 2013 KC | x | 3 | CCHRC ASHP Report 2013 KC | x | 3 | CCHRC ASHP Report 2013 KC | x | 3 | CCHRC ASHP Report 2013 KC | x | 3 | CCHRC ASHP Report 2013 KC | x | 3 | CCHRC ASHP Report 2013 KC | x | 3 | CCHRC ASHP Report 2013 KC | x | 3 | CCHRC ASHP Report 2013 KC | x | 3 | CCHRC ASHP Report 2013 KC | x | 3 | CCHRC ASHP Report 2013 KC | x | 3 | CCHRC ASHP Report 2013 KC | x | 3 | CCHRC ASHP Report 2013 KC | x | 3 | CCHRC ASHP Report 2013 KC | x | 3 | CCHRC ASHP Report 2013 KC | x | 3 | CCHRC ASHP Report 2013 KC | x | 3 | CCHRC ASHP Report 2013 KC | x | 3 | CCHRC ASHP Report 2013 KC | x | 3 | CCHRC ASHP Report 2013 KC | x | 3 | CCHRC ASHP Report 2013 KC | x | 3 | CCHRC ASHP Report 2013 KC | x | 3 | CCHRC ASHP Report 2013 KC | x | 3 | CCHRC ASHP Report 2013 KC | x | 3 | CCHRC ASHP Report 2013 KC | x | 3 | CCHRC ASHP Report 2013 KC | x | 3 | CCHRC ASHP Report 2013 KC | x | 3 | CCHRC ASHP Report 2013 KC | x | 3 | CCHRC ASHP Report 2013 KC | x | 3 | CCHRC ASHP Report 2013 KC | x | 3 | CCHRC ASHP Report 2013 KC | x | 3 | CCHRC ASHP Report 2013 KC | x | 3 | CCHRC ASHP Report 2013 KC | x | 3 | CCHRC ASHP Report 2013 KC | x | 3 | CCHRC ASHP Report 2013 KC | x | 3 | CCHRC ASHP Report 2013 KC | x | 3 | CCHRC ASHP Report 2013 KC | x | 3 | CCHRC ASHP Report 2013 KC | x | 3 | CCHRC ASHP Report 2013 KC | x | 3 | CCHRC ASHP Report 2013 KC | x | 3 | CCHRC ASHP Report 2013 KC | x | 3 | CCHRC ASHP Report 2013 KC | x | 3 | CCHRC ASHP Report 2013 KC | x | 3 | CCHRC ASHP Report 2013 KC | x | 3 | CCHRC ASHP Report 2013 KC | x | 3 | CCHRC ASHP Report 2013 KC | x | 3 | CCHRC ASHP Report 2013 KC | x | 3 | CCHRC ASHP Report 2013 KC | x | 3 | CCHRC ASHP Report 2013 KC | x | 3 | CCHRC ASHP Report 2013 KC | x | 3 | CCHRC ASHP Report 2013 KC | x | 3 | CCHRC ASHP Report 2013 KC | x | 3 | CCHRC ASHP Report 2013 KC | x | 3 | CCHRC ASHP Report 2013 KC | x | 3 | CCHRC ASHP Report 2013 KC | x | 3 | CCHRC ASHP Report 2013 KC | x | 3 | CCHRC ASHP Report 2013 KC | x | 3 | CCHRC ASHP Report 2013 KC | x | 3 | CCHRC ASHP Report 2013 KC | x | 3 | CCHRC ASHP Report 2013 KC | x | 3 | CCHRC ASHP Report 2013 KC | x | 3 | CCHRC ASHP Report 2013 KC | x | 3 | CCHRC ASHP Report 2013 KC | x | 3 | CCHRC ASHP Report 2013 KC | x | 3 | CCHRC ASHP Report 2013 KC | x | 3 | CCHRC ASHP Report 2013 KC | x | 3 | CCHRC ASHP Report 2013 KC | x | 3 | CCHRC ASHP Report 2013 KC | x | 3 | CCHRC ASHP Report 2013 KC | x | 3 | CCHRC ASHP Report 2013 KC | x | 3 | CCHRC ASHP Report 2013 KC | x | 3 | CCHRC ASHP Report 2013 KC | x | 3 | CCHRC ASHP Report 2013 KC | x | 3 | CCHRC ASHP Report 2013 KC | x | 3 | CCHRC ASHP Report 2013 KC | x | 3 | CCHRC ASHP Report 2013 KC | x | 3 | CCHRC ASHP Report 2013 KC | x | 3 | CCHRC ASHP Report 2013 KC | x | 3 | CCHRC ASHP Report 2013 KC | x | 3 | CCHRC ASHP Report 2013 KC | x | 3 | CCHRC ASHP Report 2013 KC | x | 3 | CCHRC ASHP Report 2013 KC | x | 3 | CCHRC ASHP Report 2013 KC | x | 3 | CCHRC ASHP Report 2013 KC | x | 3 | CCHRC ASHP Report 2013 KC | x | 3 | CCHRC ASHP Report 2013 KC | x | 3 | CCHRC ASHP Report 2013 KC | x | 3 | CCHRC ASHP Report 2013 KC | x | 3 | CCHRC ASHP Report 2013 KC | x | 3 | CCHRC ASHP Report 2013 KC | x | 3 | CCHRC ASHP Report 2013 KC | x | 3 | CCHRC ASHP Report 2013 KC | x | 3 | CCHRC ASHP Report 2013 KC | x | 3 | CCHRC ASHP Report 2013 KC | x | 3 | CCHRC ASHP Report 2013 KC | x | 3 | CCHRC ASHP Report 2013 KC | x | 3 | CCHRC ASHP Report 2013 KC | x | 3 | CCHRC ASHP Report 2013 KC | x | 3 | CCHRC ASHP Report 2013 KC | x | 3 | CCHRC ASHP Report 2013 KC | x | 3 | CCHRC ASHP Report 2013 KC | x | 3 | CCHRC ASHP Report 2013 KC | x | 3 | CCHRC ASHP Report 2013 KC | x | 3 | CCHRC ASHP Report 2013 KC | x | 3 | CCHRC ASHP Report 2013 KC | x | 3 | CCHRC ASHP Report 2013 KC | x | 3 | CCHRC ASHP Report 2013 KC | x | 3 | CCHRC ASHP Report 2013 KC | x | 3 | CCHRC ASHP Report 2013 KC | x | 3 | CCHRC ASHP Report 2013 KC | x | 3 | CCHRC ASHP Report 2013 KC | x | 3 | CCHRC ASHP Report 2013 KC | x | 3 | CCHRC ASHP Report 2013 KC | x | 3 | CCHRC ASHP Report 2013 KC | x | 3 | CCHRC ASHP Report 2013 KC | x | 3 | CCHRC ASHP Report 2013 KC | x | 3 | CCHRC ASHP Report 2013 KC | x | 3 | CCHRC ASHP Report 2013 KC | x | 3 | CCHRC ASHP Report 2013 KC | x | 3 | CCHRC ASHP Report 2013 KC | x | 3 | CCHRC ASHP Report 2013 KC | x | 3 | CCHRC ASHP Report 2013 KC | x | 3 | CCHRC ASHP Report 2013 KC | x | 3 | CCHRC ASHP Report 2013 KC | x | 3 | CCHRC ASHP Report 2013 KC | x | 3 | CCHRC ASHP Report 2013 KC | x | 3 | CCHRC ASHP Report 2013 KC | x | 3 | CCHRC ASHP Report 2013 KC | x | 3 | CCHRC ASHP Report 2013 KC | x | 3 | CCHRC ASHP Report 2013 KC | x | 3 | CCHRC ASHP Report 2013 KC | x | 3 | CCHRC ASHP Report 2013 KC | x | 3 | CCHRC ASHP Report 2013 KC | x | 3 | CCHRC ASHP Report 2013 KC | x | 3 | CCHRC ASHP Report 2013 KC | x | 3 | CCHRC ASHP Report 2013 KC | x | 3 | CCHRC ASHP Report 2013 KC | x | 3 | CCHRC ASHP Report 2013 KC | x | 3 | CCHRC ASHP Report 2013 KC | x | 3 | CCHRC ASHP Report 2013 KC | x | 3 | CCHRC ASHP Report 2013 KC | x | 3 | CCHRC ASHP Report 2013 KC | x | 3 | CCHRC ASHP Report 2013 KC | x | 3 | CCHRC ASHP Report 2013 KC | x | 3 | CCHRC ASHP Report 2013 KC | x | 3 | CCHRC ASHP Report 2013 KC | x | 3 | CCHRC ASHP Report 2013 KC | x | 3 | CCHRC ASHP Report 2013 KC | x | 3 | CCHRC ASHP Report 2013 KC | x | 3 | CCHRC ASHP Report 2013 KC | x | 3 | CCHRC ASHP Report 2013 KC | x | 3 | CCHRC ASHP Report 2013 KC | x | 3 | CCHRC ASHP Report 2013 KC | x | 3 | CCHRC ASHP Report 2013 KC | x | 3 | CCHRC ASHP Report 2013 KC | x | 3 | CCHRC ASHP Report 2013 KC | x | 3 | CCHRC ASHP Report 2013 KC | x | 3 | CCHRC ASHP Report 2013 KC | x | 3 | CCHRC ASHP Report 2013 KC | x | 3 | CCHRC ASHP Report 2013 KC | x | 3 | CCHRC ASHP Report 2013 KC | x | 3 | CCHRC ASHP Report 2013 KC | x | 3 | CCHRC ASHP Report 2013 KC | x | 3 | CCHRC ASHP Report 2013 KC | x | 3 | CCHRC ASHP Report 2013 KC | x | 3 | CCHRC ASHP Report 2013 KC | x | 3 | CCHRC ASHP Report 2013 KC | x | 3 | CCHRC ASHP Report 2013 KC | x | 3 | CCHRC ASHP Report 2013 KC | x | 3 | CCHRC ASHP Report 2013 KC | x | 3 | CCHRC ASHP Report 2013 KC | x | 3 | CCHRC ASHP Report 2013 KC | x | 3 | CCHRC ASHP Report 2013 KC | x | 3 | CCHRC ASHP Report 2013 KC | x | 3 | CCHRC ASHP Report 2013 KC | x | 3 | CCHRC ASHP Report 2013 KC | x | 3 | CCHRC ASHP Report 2013 KC | x | 3 | CCHRC ASHP Report 2013 KC | x | 3 | CCHRC ASHP Report 2013 KC | x | 3 | CCHRC ASHP Report 2013 KC | x | 3 | CCHRC ASHP Report 2013 KC | x | 3 | CCHRC ASHP Report 2013 KC | x | 3 | CCHRC ASHP Report 2013 KC | x | 3 | CCHRC ASHP Report 2013 KC | x | 3 | CCHRC ASHP Report 2013 KC | x | 3 | CCHRC ASHP Report 2013 KC | x | 3 | CCHRC ASHP Report 2013 KC | x | 3 | CCHRC ASHP Report 2013 KC | x | 3 | CCHRC ASHP Report 2013 KC | x | 3 | CCHRC ASHP Report 2013 KC | x | 3 | CCHRC ASHP Report 2013 KC | x | 3 | CCHRC ASHP Report 2013 KC | x | 3 | CCHRC ASHP Report 2013 KC | x | 3 | CCHRC ASHP Report 2013 KC | x | 3 | CCHRC ASHP Report 2013 KC | x | 3 | CCHRC ASHP Report 2013 KC | x | 3 | CCHRC ASHP Report 2013 KC | x | 3 | CCHRC ASHP Report 2013 KC | x | 3 | CCHRC ASHP Report 2013 KC | x | 3 | CCHRC ASHP Report 2013 KC | x | 3 | CCHRC ASHP Report 2013 KC | x | 3 | CCHRC ASHP Report 2013 KC | x | 3 | CCHRC ASHP Report 2013 KC | x | 3 | CCHRC ASHP Report 2013 KC | x | 3 | CCHRC ASHP Report 2013 KC | x | 3 | CCHRC ASHP Report 2013 KC | x | 3 | CCHRC ASHP Report 2013 KC | x | 3 | CCHRC ASHP Report 2013 KC | x | 3 | CCHRC ASHP Report 2013 KC | x | 3 | CCHRC ASHP Report 2013 KC | x | 3 | CCHRC ASHP Report 2013 KC | x | 3 | CCHRC ASHP Report 2013 KC | x | 3 | CCHRC ASHP Report 2013 KC | x | 3 | CCHRC ASHP Report 2013 KC | x | 3 | CCHRC ASHP Report 2013 KC | x | 3 | CCHRC ASHP Report 2013 KC | x | 3 | CCHRC ASHP Report 2013 KC | x | 3 | CCHRC ASHP Report 2013 KC | x | 3 | CCHRC ASHP Report 2013 KC | x | 3 | CCHRC ASHP Report 2013 KC | x | 3 | CCHRC ASHP Report 2013 KC | x | 3 | CCHRC ASHP Report 2013 KC | x | 3 | CCHRC ASHP Report 2013 KC | x | 3 | CCHRC ASHP Report 2013 KC | x | 3 | CCHRC ASHP Report 2013 KC | x | 3 | CCHRC ASHP Report 2013 KC | x | 3 | CCHRC ASHP Report 2013 KC | x | 3 | CCHRC ASHP Report 2013 KC | x | 3 | CCHRC ASHP Report 2013 KC | x | 3 | CCHRC ASHP Report 2013 KC | x | 3 | CCHRC ASHP Report 2013 KC | x | 3 | CCHRC ASHP Report 2013 KC | x | 3 | CCHRC ASHP Report 2013 KC | x | 3 | CCHRC ASHP Report 2013 KC | x | 3 | CCHRC ASHP Report 2013 KC | x | 3 | CCHRC ASHP Report 2013 KC | x | 3 | CCHRC ASHP Report 2013 KC | x | 3 | CCHRC ASHP Report 2013 KC | x | 3 | CCHRC ASHP Report 2013 KC | x | 3 | CCHRC ASHP Report 2013 KC | x | 3 | CCHRC ASHP Report 2013 KC | x | 3 | CCHRC ASHP Report 2013 KC | x | 3 | CCHRC ASHP Report 2013 KC | x | 3 | CCHRC ASHP Report 2013 KC | x | 3 | CCHRC ASHP Report 2013 KC | x | 3 | CCHRC ASHP Report 2013 KC | x | 3 | CCHRC ASHP Report 2013 KC | x | 3 | CCHRC ASHP Report 2013 KC | x | 3 | CCHRC ASHP Report 2013 KC | x | 3 | CCHRC ASHP Report 2013 KC | x | 3 | CCHRC ASHP Report 2013 KC | x | 3 | CCHRC ASHP Report 2013 KC | x | 3 | CCHRC ASHP Report 2013 KC | x | 3 | CCHRC ASHP Report 2013 KC | x | 3 | CCHRC ASHP Report 2013 KC | x | 3 | CCHRC ASHP Report 2013 KC | x | 3 | CCHRC ASHP Report 2013 KC | x | 3 | CCHRC ASHP Report 2013 KC | x | 3 | CCHRC ASHP Report 2013 KC | x | 3 | CCHRC ASHP Report 2013 KC | x | 3 | CCHRC ASHP Report 2013 KC | x | 3 | CCHRC ASHP Report 2013 KC | x | 3 | CCHRC ASHP Report 2013 KC | x | 3 | CCHRC ASHP Report 2013 KC | x | 3 | CCHRC ASHP Report 2013 KC | x | 3 | CCHRC ASHP Report 2013 KC | x | 3 | CCHRC ASHP Report 2013 KC | x | 3 | CCHRC ASHP Report 2013 KC | x | 3 | CCHRC ASHP Report 2013 KC | x | 3 | CCHRC ASHP Report 2013 KC | x | 3 | CCHRC ASHP Report 2013 KC | x | 3 | CCHRC ASHP Report 2013 KC | x | 3 | CCHRC ASHP Report 2013 KC | x | 3 | CCHRC ASHP Report 2013 KC | x | 3 | CCHRC ASHP Report 2013 KC | x | 3 | CCHRC ASHP Report 2013 KC | x | 3 | CCHRC ASHP Report 2013 KC | x | 3 | CCHRC ASHP Report 2013 KC | x | 3 | CCHRC ASHP Report 2013 KC | x | 3 | CCHRC ASHP Report 2013 KC | x | 3 | CCHRC ASHP Report 2013 KC | x | 3 | CCHRC ASHP Report 2013 KC | x | 3 | CCHRC ASHP Report 2013 KC | x | 3 | CCHRC ASHP Report 2013 KC | x | 3 | CCHRC ASHP Report 2013 KC | x | 3 | CCHRC ASHP Report 2013 KC | x | 3 | CCHRC ASHP Report 2013 KC | x | 3 | CCHRC ASHP Report 2013 KC | x | 3 | CCHRC ASHP Report 2013 KC | x | 3 | CCHRC ASHP Report 2013 KC | x | 3 | CCHRC ASHP Report 2013 KC | x | 3 | CCHRC ASHP Report 2013 KC | x | 3 | CCHRC ASHP Report 2013 KC | x | 3 | CCHRC ASHP Report 2013 KC | x | 3 | CCHRC ASHP Report 2013 KC | x | 3 | CCHRC ASHP Report 2013 KC | x | 3 | CCHRC ASHP Report 2013 KC | x | 3 | CCHRC ASHP Report 2013 KC | x | 3 | CCHRC ASHP Report 2013 KC | x | 3 | CCHRC ASHP Report 2013 KC | x | 3 | CCHRC ASHP Report 2013 KC | x | 3 | CCHRC ASHP Report 2013 KC | x | 3 | CCHRC ASHP Report 2013 KC | x | 3 | CCHRC ASHP Report 2013 KC | x | 3 | CCHRC ASHP Report 2013 KC | x | 3 | CCHRC ASHP Report 2013 KC | x | 3 | CCHRC ASHP Report 2013 KC | x | 3 | CCHRC ASHP Report 2013 KC | x | 3 | CCHRC ASHP Report 2013 KC | x | 3 | CCHRC ASHP Report 2013 KC | x | 3 | CCHRC ASHP Report 2013 KC | x | 3 | CCHRC ASHP Report 2013 KC | x | 3 | CCHRC ASHP Report 2013 KC | x | 3 | CCHRC ASHP Report 2013 KC | x | 3 | CCHRC ASHP Report 2013 KC | x | 3 | CCHRC ASHP Report 2013 KC | x | 3 | CCHRC ASHP Report 2013 KC | x | 3 | CCHRC ASHP Report 2013 KC | x | 3 | CCHRC ASHP Report 2013 KC | x | 3 | CCHRC ASHP Report 2013 KC | x | 3 | CCHRC ASHP Report 2013 KC | x | 3 | CCHRC ASHP Report 2013 KC | x | 3 | CCHRC ASHP Report 2013 KC | x | 3 | CCHRC ASHP Report 2013 KC | x | 3 | CCHRC ASHP Report 2013 KC | x | 3 | CCHRC ASHP Report 2013 KC | x | 3 | CCHRC ASHP Report 2013 KC | x | 3 | CCHRC ASHP Report 2013 KC | x | 3 | CCHRC ASHP Report 2013 KC | x | 3 | CCHRC ASHP Report 2013 KC | x | 3 | CCHRC ASHP Report 2013 KC | x | 3 | CCHRC ASHP Report 2013 KC | x | 3 | CCHRC ASHP Report 2013 KC | x | 3 | CCHRC ASHP Report 2013 KC | x | 3 | CCHRC ASHP Report 2013 KC | x | 3 | CCHRC ASHP Report 2013 KC | x | 3 | CCHRC ASHP Report 2013 KC | x | 3 | CCHRC ASHP Report 2013 KC | x | 3 | CCHRC ASHP Report 2013 KC | x | 3 | CCHRC ASHP Report 2013 KC | x | 3 | CCHRC ASHP Report 2013 KC | x | 3 | CCHRC ASHP Report 2013 KC | x | 3 | CCHRC ASHP Report 2013 KC | x | 3 | CCHRC ASHP Report 2013 KC | x | 3 | CCHRC ASHP Report 2013 KC | x | 3 | CCHRC ASHP Report 2013 KC | x | 3 | CCHRC ASHP Report 2013 KC | x | 3 | CCHRC ASHP Report 2013 KC | x | 3 | CCHRC ASHP Report 2013 KC | x | 3 | CCHRC ASHP Report 2013 KC | x | 3 | CCHRC ASHP Report 2013 KC | x | 3 | CCHRC ASHP Report 2013 KC | x | 3 | CCHRC ASHP Report 2013 KC | x | 3 | CCHRC ASHP Report 2013 KC | x | 3 | CCHRC ASHP Report 2013 KC | x | 3 | CCHRC ASHP Report 2013 KC | x | 3 | CCHRC ASHP Report 2013 KC | x | 3 | CCHRC ASHP Report 2013 KC | x | 3 | CCHRC ASHP Report 2013 KC | x | 3 | CCHRC ASHP Report 2013 KC | x | 3 | CCHRC ASHP Report 2013 KC | x | 3 | CCHRC ASHP Report 2013 KC | x | 3 | CCHRC ASHP Report 2013 KC | x | 3 | CCHRC ASHP Report 2013 KC | x | 3 | CCHRC ASHP Report 2013 KC | x | 3 | CCHRC ASHP Report 2013 KC | x | 3 | CCHRC ASHP Report 2013 KC | x | 3 | CCHRC ASHP Report 2013 KC | x | 3 | CCHRC ASHP Report 2013 KC | x | 3 | CCHRC ASHP Report 2013 KC | x | 3 | CCHRC ASHP Report 2013 KC | x | 3 | CCHRC ASHP Report 2013 KC | x | 3 | CCHRC ASHP Report 2013 KC | x | 3 | CCHRC ASHP Report 2013 KC | x | 3 | CCHRC ASHP Report 2013 KC | x | 3 | CCHRC ASHP Report 2013 KC | x | 3 | CCHRC ASHP Report 2013 KC | x | 3 | CCHRC ASHP Report 2013 KC | x | 3 | CCHRC ASHP Report 2013 KC | x | 3 | CCHRC ASHP Report 2013 KC | x | 3 | CCHRC ASHP Report 2013 KC | x | 3 | CCHRC ASHP Report 2013 KC | x | 3 | CCHRC ASHP Report 2013 KC | x | 3 | CCHRC ASHP Report 2013 KC | x | 3 | CCHRC ASHP Report 2013 KC | x | 3 | CCHRC ASHP Report 2013 KC | x | 3 | CCHRC ASHP Report 2013 KC | x | 3 | CCHRC ASHP Report 2013 KC | x | 3 | CCHRC ASHP Report 2013 KC | x | 3 | CCHRC ASHP Report 2013 KC | x | 3 | CCHRC ASHP Report 2013 KC | x | 3 | CCHRC ASHP Report 2013 KC | x | 3 | CCHRC ASHP Report 2013 KC | x | 3 | CCHRC ASHP Report 2013 KC | x | 3 | CCHRC ASHP Report 2013 KC | x | 3 | CCHRC ASHP Report 2013 KC | x | 3 | CCHRC ASHP Report 2013 KC | x | 3 | CCHRC ASHP Report 2013 KC | x | 3 | CCHRC ASHP Report 2013 KC | x | 3 | CCHRC ASHP Report 2013 KC | x | 3 | CCHRC ASHP Report 2013 KC | x | 3 | CCHRC ASHP Report 2013 KC | x | 3 | CCHRC ASHP Report 2013 KC | x | 3 | CCHRC ASHP Report 2013 KC | x | 3 | CCHRC ASHP Report 2013 KC | x | 3 | CCHRC ASHP Report 2013 KC | x | 3 | CCHRC ASHP Report 2013 KC | x | 3 | CCHRC ASHP Report 2013 KC | x | 3 | CCHRC ASHP Report 2013 KC | x | 3 | CCHRC ASHP Report 2013 KC | x | 3 | CCHRC ASHP Report 2013 KC | x | 3 | CCHRC ASHP Report 2013 KC | x | 3 | CCHRC ASHP Report 2013 KC | x | 3 | CCHRC ASHP Report 2013 KC | x | 3 | CCHRC ASHP Report 2013 KC | x | 3 | CCHRC ASHP Report 2013 KC | x | 3 | CCHRC ASHP Report 2013 KC | x | 3 | CCHRC ASHP Report 2013 KC | x | 3 | CCHRC ASHP Report 2013 KC | x | 3 | CCHRC ASHP Report 2013 KC | x | 3 | CCHRC ASHP Report 2013 KC | x | 3 | CCHRC ASHP Report 2013 KC | x | 3 | CCHRC ASHP Report 2013 KC | x | 3 | CCHRC ASHP Report 2013 KC | x | 3 | CCHRC ASHP Report 2013 KC | x | 3 | CCHRC ASHP Report 2013 KC | x | 3 | CCHRC ASHP Report 2013 KC | x | 3 | CCHRC ASHP Report 2013 KC | x | 3 | CCHRC ASHP Report 2013 KC | x | 3 | CCHRC ASHP Report 2013 KC | x | 3 | CCHRC ASHP Report 2013 KC | x | 3 | CCHRC ASHP Report 2013 KC | x | 3 | CCHRC ASHP Report 2013 KC | x | 3 | CCHRC ASHP Report 2013 KC | x | 3 | CCHRC ASHP Report 2013 KC | x | 3 | CCHRC ASHP Report 2013 KC | x | 3 | CCHRC ASHP Report 2013 KC | x | 3 | CCHRC ASHP Report 2013 KC | x | 3 | CCHRC ASHP Report 2013 KC | x | 3 | CCHRC ASHP Report 2013 KC | x | 3 | CCHRC ASHP Report 2013 KC | x | 3 | CCHRC ASHP Report 2013 KC | x | 3 | CCHRC ASHP Report 2013 KC | x | 3 | CCHRC ASHP Report 2013 KC | x | 3 | CCHRC ASHP Report 2013 KC | x | 3 | CCHRC ASHP Report 2013 KC | x | 3 | CCHRC ASHP Report 2013 KC | x | 3 | CCHRC ASHP Report 2013 KC | x | 3 | CCHRC ASHP Report 2013 KC | x | 3 | CCHRC ASHP Report 2013 KC | x | 3 | CCHRC ASHP Report 2013 KC | x | 3 | CCHRC ASHP Report 2013 KC | x | 3 | CCHRC ASHP Report 2013 KC | x | 3 | CCHRC ASHP Report 2013 KC | x | 3 | CCHRC ASHP Report 2013 KC | x | 3 | CCHRC ASHP Report 2013 KC | x | 3 | CCHRC ASHP Report 2013 KC | x | 3 | CCHRC ASHP Report 2013 KC | x | 3 | CCHRC ASHP Report 2013 KC | x | 3 | CCHRC ASHP Report 2013 KC | x | 3 | CCHRC ASHP Report 2013 KC | x | 3 | CCHRC ASHP Report 2013 KC | x | 3 | CCHRC ASHP Report 2013 KC | x | 3 | CCHRC ASHP Report 2013 KC | x | 3 | CCHRC ASHP Report 2013 KC | x | 3 | CCHRC ASHP Report 2013 KC | x | 3 | CCHRC ASHP Report 2013 KC | x | 3 | CCHRC ASHP Report 2013 KC | x | 3 | CCHRC ASHP Report 2013 KC | x | 3 | CCHRC ASHP Report 2013 KC | x | 3 | CCHRC ASHP Report 2013 KC | x | 3 | CCHRC ASHP Report 2013 KC | x | 3 | CCHRC ASHP Report 2013 KC | x | 3 | CCHRC ASHP Report 2013 KC | x | 3 | CCHRC ASHP Report 2013 KC | x | 3 | CCHRC ASHP Report 2013 KC | x | 3 | CCHRC ASHP Report 2013 KC | x | 3 | CCHRC ASHP Report 2013 KC | x | 3 | CCHRC ASHP Report 2013 KC | x | 3 | CCHRC ASHP Report 2013 KC | x | 3 | CCHRC ASHP Report 2013 KC | x | 3 | CCHRC ASHP Report 2013 KC | x | 3 | CCHRC ASHP Report 2013 KC | x | 3 | CCHRC ASHP Report 2013 KC | x | 3 | CCHRC ASHP Report 2013 KC | x | 3 | CCHRC ASHP Report 2013 KC | x | 3 | CCHRC ASHP Report 2013 KC | x | 3 | CCHRC ASHP Report 2013 KC | x | 3 | CCHRC ASHP Report 2013 KC | x | 3 | CCHRC ASHP Report 2013 KC | x | 3 | CCHRC ASHP Report 2013 KC | x | 3 | CCHRC ASHP Report 2013 KC | x | 3 | CCHRC ASHP Report 2013 KC | x | 3 | CCHRC ASHP Report 2013 KC | x | 3 | CCHRC ASHP Report 2013 KC | x | 3 | CCHRC ASHP Report 2013 KC | x | 3 | CCHRC ASHP Report 2013 KC | x | 3 | CCHRC ASHP Report 2013 KC | x | 3 | CCHRC ASHP Report 2013 KC | x | 3 | CCHRC ASHP Report 2013 KC | x | 3 | CCHRC ASHP Report 2013 KC | x | 3 | CCHRC ASHP Report 2013 KC | x | 3 | CCHRC ASHP Report 2013 KC | x | 3 | CCHRC ASHP Report 2013 KC | x | 3 | CCHRC ASHP Report 2013 KC | x | 3 | CCHRC ASHP Report 2013 KC | x | 3 | CCHRC ASHP Report 2013 KC | x | 3 | CCHRC ASHP Report 2013 KC | x | 3 | CCHRC ASHP Report 2013 KC | x | 3 | CCHRC ASHP Report 2013 KC | x | 3 | CCHRC ASHP Report 2013 KC | x | 3 | CCHRC ASHP Report 2013 KC | x | 3 | CCHRC ASHP Report 2013 KC | x | 3 | CCHRC ASHP Report 2013 KC | x | 3 | CCHRC ASHP Report 2013 KC | x | 3 | CCHRC ASHP Report 2013 KC | x | 3 | CCHRC ASHP Report 2013 KC | x | 3 | CCHRC ASHP Report 2013 KC | x | 3 | CCHRC ASHP Report 2013 KC | x | 3 | CCHRC ASHP Report 2013 KC | x | 3 | CCHRC ASHP Report 2013 KC | x | 3 | CCHRC ASHP Report 2013 KC | x | 3 | CCHRC ASHP Report 2013 KC | x | 3 | CCHRC ASHP Report 2013 KC | x | 3 | CCHRC ASHP Report 2013 KC | x | 3 | CCHRC ASHP Report 2013 KC | x | 3 | CCHRC ASHP Report 2013 KC | x | 3 | CCHRC ASHP Report 2013 KC | x | 3 | CCHRC ASHP Report 2013 KC | x | 3 | CCHRC ASHP Report 2013 KC | x | 3 | CCHRC ASHP Report 2013 KC | x | 3 | CCHRC ASHP Report 2013 KC | x | 3 | CCHRC ASHP Report 2013 KC | x | 3 | CCHRC ASHP Report 2013 KC | x | 3 | CCHRC ASHP Report 2013 KC | x | 3 | CCHRC ASHP Report 2013 KC | x | 3 | CCHRC ASHP Report 2013 KC | x | 3 | CCHRC ASHP Report 2013 KC | x | 3 | CCHRC ASHP Report 2013 KC | x | 3 | CCHRC ASHP Report 2013 KC | x | 3 | CCHRC ASHP Report 2013 KC | x | 3 | CCHRC ASHP Report 2013 KC | x | 3 | CCHRC ASHP Report 2013 KC | x | 3 | CCHRC ASHP Report 2013 KC | x | 3 | CCHRC ASHP Report 2013 KC | x | 3 | CCHRC ASHP Report 2013 KC | x | 3 | CCHRC ASHP Report 2013 KC | x | 3 | CCHRC ASHP Report 2013 KC | x | 3 | CCHRC ASHP Report 2013 KC | x | 3 | CCHRC ASHP Report 2013 KC | x | 3 | CCHRC ASHP Report 2013 KC | x | 3 | CCHRC ASHP Report 2013 KC | x | 3 | CCHRC ASHP Report 2013 KC | x | 3 | CCHRC ASHP Report 2013 KC | x | 3 | CCHRC ASHP Report 2013 KC | x | 3 | CCHRC ASHP Report 2013 KC | x | 3 | CCHRC ASHP Report 2013 KC | x | 3 | CCHRC ASHP Report 2013 KC | x | 3 | CCHRC ASHP Report 2013 KC | x | 3 | CCHRC ASHP Report 2013 KC | x | 3 | CCHRC ASHP Report 2013 KC | x | 3 | CCHRC ASHP Report 2013 KC | x | 3 | CCHRC ASHP Report 2013 KC | x | 3 | CCHRC ASHP Report 2013 KC | x | 3 | CCHRC ASHP Report 2013 KC | x | 3 | CCHRC ASHP Report 2013 KC | x | 3 | CCHRC ASHP Report 2013 KC | x | 3 | CCHRC ASHP Report 2013 KC | x | 3 | CCHRC ASHP Report 2013 KC | x | 3 | CCHRC ASHP Report 2013 KC | x | 3 | CCHRC ASHP Report 2013 KC | x | 3 | CCHRC ASHP Report 2013 KC | x | 3 | CCHRC ASHP Report 2013 KC | x | 3 | CCHRC ASHP Report 2013 KC | x | 3 | CCHRC ASHP Report 2013 KC | x | 3 | CCHRC ASHP Report 2013 KC | x | 3 | CCHRC ASHP Report 2013 KC | x | 3 | CCHRC ASHP Report 2013 KC | x | 3 | CCHRC ASHP Report 2013 KC | x | 3 | CCHRC ASHP Report 2013 KC | x | 3 | CCHRC ASHP Report 2013 KC | x | 3 | CCHRC ASHP Report 2013 KC | x | 3 | CCHRC ASHP Report 2013 KC | x | 3 | CCHRC ASHP Report 2013 KC | x | 3 | CCHRC ASHP Report 2013 KC | x | 3 | CCHRC ASHP Report 2013 KC | x | 3 | CCHRC ASHP Report 2013 KC | x | 3 | CCHRC ASHP Report 2013 KC | x | 3 | CCHRC ASHP Report 2013 KC | x | 3 | CCHRC ASHP Report 2013 KC | x | 3 | CCHRC ASHP Report 2013 KC | x | 3 | CCHRC ASHP Report 2013 KC | x | 3 | CCHRC ASHP Report 2013 KC | x | 3 | CCHRC ASHP Report 2013 KC | x | 3 | CCHRC ASHP Report 2013 KC | x | 3 | CCHRC ASHP Report 2013 KC | x | 3 | CCHRC ASHP Report 2013 KC | x | 3 | CCHRC ASHP Report 2013 KC | x | 3 | CCHRC ASHP Report 2013 KC | x | 3 | CCHRC ASHP Report 2013 KC | x | 3 | CCHRC ASHP Report 2013 KC | x | 3 | CCHRC ASHP Report 2013 KC | x | 3 | CCHRC ASHP Report 2013 KC | x | 3 | CCHRC ASHP Report 2013 KC | x | 3 | CCHRC ASHP Report 2013 KC | x | 3 | CCHRC ASHP Report 2013 KC | x | 3 | CCHRC ASHP Report 2013 KC | x | 3 | CCHRC ASHP Report 2013 KC | x | 3 | CCHRC ASHP Report 2013 KC | x | 3 | CCHRC ASHP Report 2013 KC | x | 3 | CCHRC ASHP Report 2013 KC | x | 3 | CCHRC ASHP Report 2013 KC | x | 3 | CCHRC ASHP Report 2013 KC | x | 3 | CCHRC ASHP Report 2013 KC | x | 3 | CCHRC ASHP Report 2013 KC | x | 3 | CCHRC ASHP Report 2013 KC | x | 3 | CCHRC ASHP Report 2013 KC | x | 3 | CCHRC ASHP Report 2013 KC | x | 3 | CCHRC ASHP Report 2013 KC | x | 3 | CCHRC ASHP Report 2013 KC | x | 3 | CCHRC ASHP Report 2013 KC | x | 3 | CCHRC ASHP Report 2013 KC | x | 3 | CCHRC ASHP Report 2013 KC | x | 3 | CCHRC ASHP Report 2013 KC | x | 3 | CCHRC ASHP Report 2013 KC | x | 3 | CCHRC ASHP Report 2013 KC | x | 3 | CCHRC ASHP Report 2013 KC | x | 3 | CCHRC ASHP Report 2013 KC | x | 3 | CCHRC ASHP Report 2013 KC | x | 3 | CCHRC ASHP Report 2013 KC | x | 3 | CCHRC ASHP Report 2013 KC | x | 3 | CCHRC ASHP Report 2013 KC | x | 3 | CCHRC ASHP Report 2013 KC | x | 3 | CCHRC ASHP Report 2013 KC | x | 3 | CCHRC ASHP Report 2013 KC | x | 3 | CCHRC ASHP Report 2013 KC | x | 3 | CCHRC ASHP Report 2013 KC | x | 3 | CCHRC ASHP Report 2013 KC | x | 3 | CCHRC ASHP Report 2013 KC | x | 3 | CCHRC ASHP Report 2013 KC | x | 3 | CCHRC ASHP Report 2013 KC | x | 3 | CCHRC ASHP Report 2013 KC | x | 3 | CCHRC ASHP Report 2013 KC | x | 3 | CCHRC ASHP Report 2013 KC | x | 3 | CCHRC ASHP Report 2013 KC | x | 3 | CCHRC ASHP Report 2013 KC | x | 3 | CCHRC ASHP Report 2013 KC | x | 3 | CCHRC ASHP Report 2013 KC | x | 3 | CCHRC ASHP Report 2013 KC | x | 3 | CCHRC ASHP Report 2013 KC | x | 3 | CCHRC ASHP Report 2013 KC | x | 3 | CCHRC ASHP Report 2013 KC | x | 3 | CCHRC ASHP Report 2013 KC | x | 3 | CCHRC ASHP Report 2013 KC | x | 3 | CCHRC ASHP Report 2013 KC | x | 3 | CCHRC ASHP Report 2013 KC | x | 3 | CCHRC ASHP Report 2013 KC | x | 3 | CCHRC ASHP Report 2013 KC | x | 3 | CCHRC ASHP Report 2013 KC | x | 3 | CCHRC ASHP Report 2013 KC | x | 3 | CCHRC ASHP Report 2013 KC | x | 3 | CCHRC ASHP Report 2013 KC | x | 3 | CCHRC ASHP Report 2013 KC | x | 3 | CCHRC ASHP Report 2013 KC | x | 3 | CCHRC ASHP Report 2013 KC | x | 3 | CCHRC ASHP Report 2013 KC | x | 3 | CCHRC ASHP Report 2013 KC | x | 3 | CCHRC ASHP Report 2013 KC | x | 3 | CCHRC ASHP Report 2013 KC | x | 3 | CCHRC ASHP Report 2013 KC | x | 3 | CCHRC ASHP Report 2013 KC | x | 3 | CCHRC ASHP Report 2013 KC | x | 3 | CCHRC ASHP Report 2013 KC | x | 3 | CCHRC ASHP Report 2013 KC | x | 3 | CCHRC ASHP Report 2013 KC | x | 3 | CCHRC ASHP Report 2013 KC | x | 3 | CCHRC ASHP Report 2013 KC | x | 3 | CCHRC ASHP Report 2013 KC | x | 3 | CCHRC ASHP Report 2013 KC | x | 3 | CCHRC ASHP Report 2013 KC | x | 3 | CCHRC ASHP Report 2013 KC | x | 3 | CCHRC ASHP Report 2013 KC | x | 3 | CCHRC ASHP Report 2013 KC | x | 3 | CCHRC ASHP Report 2013 KC | x | 3 | CCHRC ASHP Report 2013 KC | x | 3 | CCHRC ASHP Report 2013 KC | x | 3 | CCHRC ASHP Report 2013 KC | x | 3 | CCHRC ASHP Report 2013 KC | x | 3 | CCHRC ASHP Report 2013 KC | x | 3 | CCHRC ASHP Report 2013 KC | x | 3 | CCHRC ASHP Report 2013 KC | x | 3 | CCHRC ASHP Report 2013 KC | x | 3 | CCHRC ASHP Report 2013 KC | x | 3 | CCHRC ASHP Report 2013 KC | x | 3 | CCHRC ASHP Report 2013 KC | x | 3 | CCHRC ASHP Report 2013 KC | x | 3 | CCHRC ASHP Report 2013 KC | x | 3 | CCHRC ASHP Report 2013 KC | x | 3 | CCHRC ASHP Report 2013 KC | x | 3 | CCHRC ASHP Report 2013 KC | x | 3 | CCHRC ASHP Report 2013 KC | x | 3 | CCHRC ASHP Report 2013 KC | x | 3 | CCHRC ASHP Report 2013 KC | x | 3 | CCHRC ASHP Report 2013 KC | x | 3 | CCHRC ASHP Report 2013 KC | x | 3 | CCHRC ASHP Report 2013 KC | x | 3 | CCHRC ASHP Report 2013 KC | x | 3 | CCHRC ASHP Report 2013 KC | x | 3 | CCHRC ASHP Report 2013 KC | x | 3 | CCHRC ASHP Report 2013 KC | x | 3 | CCHRC ASHP Report 2013 KC | x | 3 | CCHRC ASHP Report 2013 KC | x | 3 | CCHRC ASHP Report 2013 KC | x | 3 | CCHRC ASHP Report 2013 KC | x | 3 | CCHRC ASHP Report 2013 KC | x | 3 | CCHRC ASHP Report 2013 KC | x | 3 | CCHRC ASHP Report 2013 KC | x | 3 | CCHRC ASHP Report 2013 KC | x | 3 | CCHRC ASHP Report 2013 KC | x | 3 | CCHRC ASHP Report 2013 KC | x | 3 | CCHRC ASHP Report 2013 KC | x | 3 | CCHRC ASHP Report 2013 KC | x | 3 | CCHRC ASHP Report 2013 KC | x | 3 | CCHRC ASHP Report 2013 KC | x | 3 | CCHRC ASHP Report 2013 KC | x | 3 | CCHRC ASHP Report 2013 KC | x | 3 | CCHRC ASHP Report 2013 KC | x | 3 | CCHRC ASHP Report 2013 KC | x | 3 | CCHRC ASHP Report 2013 KC | x | 3 | CCHRC ASHP Report 2013 KC | x | 3 | CCHRC ASHP Report 2013 KC | x | 3 | CCHRC ASHP Report 2013 KC | x | 3 | CCHRC ASHP Report 2013 KC | x | 3 | CCHRC ASHP Report 2013 KC | x | 3 | CCHRC ASHP Report 2013 KC | x | 3 | CCHRC ASHP Report 2013 KC | x | 3 | CCHRC ASHP Report 2013 KC | x | 3 | CCHRC ASHP Report 2013 KC | x | 3 | CCHRC ASHP Report 2013 KC | x | 3 | CCHRC ASHP Report 2013 KC | x | 3 | CCHRC ASHP Report 2013 KC | x | 3 | CCHRC ASHP Report 2013 KC | x | 3 | CCHRC ASHP Report 2013 KC | x | 3 | CCHRC ASHP Report 2013 KC | x | 3 | CCHRC ASHP Report 2013 KC | x | 3 | CCHRC ASHP Report 2013 KC | x | 3 | CCHRC ASHP Report 2013 KC | x | 3 | CCHRC ASHP Report 2013 KC | x | 3 | CCHRC ASHP Report 2013 KC | x | 3 | CCHRC ASHP Report 2013 KC | x | 3 | CCHRC ASHP Report 2013 KC | x | 3 | CCHRC ASHP Report 2013 KC | x | 3 | CCHRC ASHP Report 2013 KC | x | 3 | CCHRC ASHP Report 2013 KC | x | 3 | CCHRC ASHP Report 2013 KC | x | 3 | CCHRC ASHP Report 2013 KC | x | 3 | CCHRC ASHP Report 2013 KC | x | 3 | CCHRC ASHP Report 2013 KC | x | 3 | CCHRC ASHP Report 2013 KC | x | 3 | CCHRC ASHP Report 2013 KC | x | 3 | CCHRC ASHP Report 2013 KC | x | 3 | CCHRC ASHP Report 2013 KC | x | 3 | CCHRC ASHP Report 2013 KC | x | 3 | CCHRC ASHP Report 2013 KC | x | 3 | CCHRC ASHP Report 2013 KC | x | 3 | CCHRC ASHP Report 2013 KC | x | 3 | CCHRC ASHP Report 2013 KC | x | 3 | CCHRC ASHP Report 2013 KC | x | 3 | CCHRC ASHP Report 2013 KC | x | 3 | CCHRC ASHP Report 2013 KC | x | 3 | CCHRC ASHP Report 2013 KC | x | 3 | CCHRC ASHP Report 2013 KC | x | 3 | CCHRC ASHP Report 2013 KC | x | 3 | CCHRC ASHP Report 2013 KC | x | 3 | CCHRC ASHP Report 2013 KC | x | 3 | CCHRC ASHP Report 2013 KC | x | 3 | CCHRC ASHP Report 2013 KC | x | 3 | CCHRC ASHP Report 2013 KC | x | 3 | CCHRC ASHP Report 2013 KC | x | 3 | CCHRC ASHP Report 2013 KC | x | 3 | CCHRC ASHP Report 2013 KC | x | 3 | CCHRC ASHP Report 2013 KC | x | 3 | CCHRC ASHP Report 2013 KC | x | 3 | CCHRC ASHP Report 2013 KC | x | 3 | CCHRC ASHP Report 2013 KC | x | 3 | CCHRC ASHP Report 2013 KC | x | 3 | CCHRC ASHP Report 2013 KC | x | 3 | CCHRC ASHP Report 2013 KC | x | 3 | CCHRC ASHP Report 2013 KC | x | 3 | CCHRC ASHP Report 2013 KC | x | 3 | CCHRC ASHP Report 2013 KC | x | 3 | CCHRC ASHP Report 2013 KC | x | 3 | CCHRC ASHP Report 2013 KC | x | 3 | CCHRC ASHP Report 2013 KC | x | 3 | CCHRC ASHP Report 2013 KC | x | 3 | CCHRC ASHP Report 2013 KC | x | 3 | CCHRC ASHP Report 2013 KC | x | 3 | CCHRC ASHP Report 2013 KC | x | 3 | CCHRC ASHP Report 2013 KC | x | 3 | CCHRC ASHP Report 2013 KC | x | 3 | CCHRC ASHP Report 2013 KC | x | 3 | CCHRC ASHP Report 2013 KC | x | 3 | CCHRC ASHP Report 2013 KC | x | 3 | CCHRC ASHP Report 2013 KC | x | 3 | CCHRC ASHP Report 2013 KC | x | 3 | CCHRC ASHP Report 2013 KC | x | 3 | CCHRC ASHP Report 2013 KC | x | 3 | CCHRC ASHP Report 2013 KC | x | 3 | CCHRC ASHP Report 2013 KC | x | 3 | CCHRC ASHP Report 2013 KC | x | 3 | CCHRC ASHP Report 2013 KC | x | 3 | CCHRC ASHP Report 2013 KC | x | 3 | CCHRC ASHP Report 2013 KC | x | 3 | CCHRC ASHP Report 2013 KC | x | 3 | CCHRC ASHP Report 2013 KC | x | 3 | CCHRC ASHP Report 2013 KC | x | 3 | CCHRC ASHP Report 2013 KC | x | 3 | CCHRC ASHP Report 2013 KC | x | 3 | CCHRC ASHP Report 2013 KC | x | 3 | CCHRC ASHP Report 2013 KC | x | 3 | CCHRC ASHP Report 2013 KC | x | 3 | CCHRC ASHP Report 2013 KC | x | 3 | CCHRC ASHP Report 2013 KC | x | 3 | CCHRC ASHP Report 2013 KC | x | 3 | CCHRC ASHP Report 2013 KC | x | 3 | CCHRC ASHP Report 2013 KC | x | 3 | CCHRC ASHP Report 2013 KC | x | 3 | CCHRC ASHP Report 2013 KC | x | 3 | CCHRC ASHP Report 2013 KC | x | 3 | CCHRC ASHP Report 2013 KC | x | 3 | CCHRC ASHP Report 2013 KC | x | 3 | CCHRC ASHP Report 2013 KC | x | 3 | CCHRC ASHP Report 2013 KC | x | 3 | CCHRC ASHP Report 2013 KC | x | 3 | CCHRC ASHP Report 2013 KC | x | 3 | CCHRC ASHP Report 2013 KC | x | 3 | CCHRC ASHP Report 2013 KC | x | 3 | CCHRC ASHP Report 2013 KC | x | 3 | CCHRC ASHP Report 2013 KC | x | 3 | CCHRC ASHP Report 2013 KC | x | 3 | CCHRC ASHP Report 2013 KC | x | 3 | CCHRC ASHP Report 2013 KC | x | 3 | CCHRC ASHP Report 2013 KC | x | 3 | CCHRC ASHP Report 2013 KC | x | 3 | CCHRC ASHP Report 2013 KC | x | 3 | CCHRC ASHP Report 2013 KC | x | 3 | CCHRC ASHP Report 2013 KC | x | 3 | CCHRC ASHP Report 2013 KC | x | 3 | CCHRC ASHP Report 2013 KC | x | 3 | CCHRC ASHP Report 2013 KC | x | 3 | CCHRC ASHP Report 2013 KC | x | 3 | CCHRC ASHP Report 2013 KC | x | 3 | CCHRC ASHP Report 2013 KC | x | 3 | CCHRC ASHP Report 2013 KC | x | 3 | CCHRC ASHP Report 2013 KC | x | 3 | CCHRC ASHP Report 2013 KC | x | 3 | CCHRC ASHP Report 2013 KC | x | 3 | CCHRC ASHP Report 2013 KC | x | 3 | CCHRC ASHP Report 2013 KC | x | 3 | CCHRC ASHP Report 2013 KC | x | 3 | CCHRC ASHP Report 2013 KC | x | 3 | CCHRC ASHP Report 2013 KC | x | 3 | CCHRC ASHP Report 2013 KC | x | 3 | CCHRC ASHP Report 2013 KC | x | 3 | CCHRC ASHP Report 2013 KC | x | 3 | CCHRC ASHP Report 2013 KC | x | 3 | CCHRC ASHP Report 2013 KC | x | 3 | CCHRC ASHP Report 2013 KC | x | 3 | CCHRC ASHP Report 2013 KC | x | 3 | CCHRC ASHP Report 2013 KC | x | 3 | CCHRC ASHP Report 2013 KC | x | 3 | CCHRC ASHP Report 2013 KC | x | 3 | CCHRC ASHP Report 2013 KC | x | 3 | CCHRC ASHP Report 2013 KC | x | 3 | CCHRC ASHP Report 2013 KC | x | 3 | CCHRC ASHP Report 2013 KC | x | 3 | CCHRC ASHP Report 2013 KC | x | 3 | CCHRC ASHP Report 2013 KC | x | 3 | CCHRC ASHP Report 2013 KC | x | 3 | CCHRC ASHP Report 2013 KC | x | 3 | CCHRC ASHP Report 2013 KC | x | 3 | CCHRC ASHP Report 2013 KC | x | 3 | CCHRC ASHP Report 2013 KC | x | 3 | CCHRC ASHP Report 2013 KC | x | 3 | CCHRC ASHP Report 2013 KC | x | 3 | CCHRC ASHP Report 2013 KC | x | 3 | CCHRC ASHP Report 2013 KC | x | 3 | CCHRC ASHP Report 2013 KC | x | 3 | CCHRC ASHP Report 2013 KC | x | 3 | CCHRC ASHP Report 2013 KC | x | 3 | CCHRC ASHP Report 2013 KC | x | 3 | CCHRC ASHP Report 2013 KC | x | 3 | CCHRC ASHP Report 2013 KC | x | 3 | CCHRC ASHP Report 2013 KC | x | 3 | CCHRC ASHP Report 2013 KC | x | 3 | CCHRC ASHP Report 2013 KC | x | 3 | CCHRC ASHP Report 2013 KC | x | 3 | CCHRC ASHP Report 2013 KC | x | 3 | CCHRC ASHP Report 2013 KC | x | 3 | CCHRC ASHP Report 2013 KC | x | 3 | CCHRC ASHP Report 2013 KC | x | 3 | CCHRC ASHP Report 2013 KC | x | 3 | CCHRC ASHP Report 2013 KC | x | 3 | CCHRC ASHP Report 2013 KC | x | 3 | CCHRC ASHP Report 2013 KC | x | 3 | CCHRC ASHP Report 2013 KC | x | 3 | CCHRC ASHP Report 2013 KC | x | 3 | CCHRC ASHP Report 2013 KC | x | 3 | CCHRC ASHP Report 2013 KC | x | 3 | CCHRC ASHP Report 2013 KC | x | 3 | CCHRC ASHP Report 2013 KC | x | 3 | CCHRC ASHP Report 2013 KC | x | 3 | CCHRC ASHP Report 2013 KC | x | 3 | CCHRC ASHP Report 2013 KC | x | 3 | CCHRC ASHP Report 2013 KC | x | 3 | CCHRC ASHP Report 2013 KC | x | 3 | CCHRC ASHP Report 2013 KC | x | 3 | CCHRC ASHP Report 2013 KC | x | 3 | CCHRC ASHP Report 2013 KC | x | 3 | CCHRC ASHP Report 2013 KC | x | 3 | CCHRC ASHP Report 2013 KC | x | 3 | CCHRC ASHP Report 2013 KC | x | 3 | CCHRC ASHP Report 2013 KC | x | 3 | CCHRC ASHP Report 2013 KC | x | 3 | CCHRC ASHP Report 2013 KC | x | 3 | CCHRC ASHP Report 2013 KC | x | 3 | CCHRC ASHP Report 2013 KC | x | 3 | CCHRC ASHP Report 2013 KC | x | 3 | CCHRC ASHP Report 2013 KC | x | 3 | CCHRC ASHP Report 2013 KC | x | 3 | CCHRC ASHP Report 2013 KC | x | 3 | CCHRC ASHP Report 2013 KC | x | 3 | CCHRC ASHP Report 2013 KC | x | 3 | CCHRC ASHP Report 2013 KC | x | 3 | CCHRC ASHP Report 2013 KC | x | 3 | CCHRC ASHP Report 2013 KC | x | 3 | CCHRC ASHP Report 2013 KC | x | 3 | CCHRC ASHP Report 2013 KC | x | 3 | CCHRC ASHP Report 2013 KC | x | 3 | CCHRC ASHP Report 2013 KC | x | 3 | CCHRC ASHP Report 2013 KC | x | 3 | CCHRC ASHP Report 2013 KC | x | 3 | CCHRC ASHP Report 2013 KC | x | 3 | CCHRC ASHP Report 2013 KC | x | 3 | CCHRC ASHP Report 2013 KC | x | 3 | CCHRC ASHP Report 2013 KC | x | 3 | CCHRC ASHP Report 2013 KC | x | 3 | CCHRC ASHP Report 2013 KC | x | 3 | CCHRC ASHP Report 2013 KC | x | 3 | CCHRC ASHP Report 2013 KC | x | 3 | CCHRC ASHP Report 2013 KC | x | 3 | CCHRC ASHP Report 2013 KC | x | 3 | CCHRC ASHP Report 2013 KC | x | 3 | CCHRC ASHP Report 2013 KC | x | 3 | CCHRC ASHP Report 2013 KC | x | 3 | CCHRC ASHP Report 2013 KC | x | 3 | CCHRC ASHP Report 2013 KC | x | 3 | CCHRC ASHP Report 2013 KC | x | 3 | CCHRC ASHP Report 2013 KC | x | 3 | CCHRC ASHP Report 2013 KC | x | 3 | CCHRC ASHP Report 2013 KC | x | 3 | CCHRC ASHP Report 2013 KC | x | 3 | CCHRC ASHP Report 2013 KC | x | 3 | CCHRC ASHP Report 2013 KC | x | 3 | CCHRC ASHP Report 2013 KC | x | 3 | CCHRC ASHP Report 2013 KC | x | 3 | CCHRC ASHP Report 2013 KC | x | 3 | CCHRC ASHP Report 2013 KC | x | 3 | CCHRC ASHP Report 2013 KC | x | 3 | CCHRC ASHP Report 2013 KC | x | 3 | CCHRC ASHP Report 2013 KC | x | 3 | CCHRC ASHP Report 2013 KC | x | 3 | CCHRC ASHP Report 2013 KC | x | 3 | CCHRC ASHP Report 2013 KC | x | 3 | CCHRC ASHP Report 2013 KC | x | 3 | CCHRC ASHP Report 2013 KC | x | 3 | CCHRC ASHP Report 2013 KC | x | 3 | CCHRC ASHP Report 2013 KC | x | 3 | CCHRC ASHP Report 2013 KC | x | 3 | CCHRC ASHP Report 2013 KC | x | 3 | CCHRC ASHP Report 2013 KC | x | 3 | CCHRC ASHP Report 2013 KC | x | 3 | CCHRC ASHP Report 2013 KC | x | 3 | CCHRC ASHP Report 2013 KC | x | 3 | CCHRC ASHP Report 2013 KC | x | 3 | CCHRC ASHP Report 2013 KC | x | 3 | CCHRC ASHP Report 2013 KC | x | 3 | CCHRC ASHP Report 2013 KC | x | 3 | CCHRC ASHP Report 2013 KC | x | 3 | CCHRC ASHP Report 2013 KC | x | 3 | CCHRC ASHP Report 2013 KC | x | 3 | CCHRC ASHP Report 2013 KC | x | 3 | CCHRC ASHP Report 2013 KC | x | 3 | CCHRC ASHP Report 2013 KC | x | 3 | CCHRC ASHP Report 2013 KC | x | 3 | CCHRC ASHP Report 2013 KC | x | 3 | CCHRC ASHP Report 2013 KC | x | 3 | CCHRC ASHP Report 2013 KC | x | 3 | CCHRC ASHP Report 2013 KC | x | 3 | CCHRC ASHP Report 2013 KC | x | 3 | CCHRC ASHP Report 2013 KC | x | 3 | CCHRC ASHP Report 2013 KC | x | 3 | CCHRC ASHP Report 2013 KC | x | 3 | CCHRC ASHP Report 2013 KC | x | 3 | CCHRC ASHP Report 2013 KC | x | 3 | CCHRC ASHP Report 2013 KC | x | 3 | CCHRC ASHP Report 2013 KC | x | 3 | CCHRC ASHP Report 2013 KC | x | 3 | CCHRC ASHP Report 2013 KC | x | 3 | CCHRC ASHP Report 2013 KC | x | 3 | CCHRC ASHP Report 2013 KC | x | 3 | CCHRC ASHP Report 2013 KC | x | 3 | CCHRC ASHP Report 2013 KC | x | 3 | CCHRC ASHP Report 2013 KC | x | 3 | CCHRC ASHP Report 2013 KC | x | 3 | CCHRC ASHP Report 2013 KC | x | 3 | CCHRC ASHP Report 2013 KC | x | 3 | CCHRC ASHP Report 2013 KC | x | 3 | CCHRC ASHP Report 2013 KC | x | 3 | CCHRC ASHP Report 2013 KC | x | 3 | CCHRC ASHP Report 2013 KC | x | 3 | CCHRC ASHP Report 2013 KC | x | 3 | CCHRC ASHP Report 2013 KC | x | 3 | CCHRC ASHP Report 2013 KC | x | 3 | CCHRC ASHP Report 2013 KC | x | 3 | CCHRC ASHP Report 2013 KC | x | 3 | CCHRC ASHP Report 2013 KC | x | 3 | CCHRC ASHP Report 2013 KC | x | 3 | CCHRC ASHP Report 2013 KC | x | 3 | CCHRC ASHP Report 2013 KC | x | 3 | CCHRC ASHP Report 2013 KC | x | 3 | CCHRC ASHP Report 2013 KC | x | 3 | CCHRC ASHP Report 2013 KC | x | 3 | CCHRC ASHP Report 2013 KC | x | 3 | CCHRC ASHP Report 2013 KC | x | 3 | CCHRC ASHP Report 2013 KC | x | 3 | CCHRC ASHP Report 2013 KC | x | 3 | CCHRC ASHP Report 2013 KC | x | 3 | CCHRC ASHP Report 2013 KC | x | 3 | CCHRC ASHP Report 2013 KC | x | 3 | CCHRC ASHP Report 2013 KC | x | 3 | CCHRC ASHP Report 2013 KC | x | 3 | CCHRC ASHP Report 2013 KC | x | 3 | CCHRC ASHP Report 2013 KC | x | 3 | CCHRC ASHP Report 2013 KC | x | 3 | CCHRC ASHP Report 2013 KC | x | 3 | CCHRC ASHP Report 2013 KC | x | 3 | CCHRC ASHP Report 2013 KC | x | 3 | CCHRC ASHP Report 2013 KC | x | 3 | CCHRC ASHP Report 2013 KC | x | 3 | CCHRC ASHP Report 2013 KC | x | 3 | CCHRC ASHP Report 2013 KC | x | 3 | CCHRC ASHP Report 2013 KC | x | 3 | CCHRC ASHP Report 2013 KC | x | 3 | CCHRC ASHP Report 2013 KC | x | 3 | CCHRC ASHP Report 2013 KC | x | 3 | CCHRC ASHP Report 2013 KC | x | 3 | CCHRC ASHP Report 2013 KC | x | 3 | CCHRC ASHP Report 2013 KC | x | 3 | CCHRC ASHP Report 2013 KC | x | 3 | CCHRC ASHP Report 2013 KC | x | 3 | CCHRC ASHP Report 2013 KC | x | 3 | CCHRC ASHP Report 2013 KC | x | 3 | CCHRC ASHP Report 2013 KC | x | 3 | CCHRC ASHP Report 2013 KC | x | 3 | CCHRC ASHP Report 2013 KC | x | 3 | CCHRC ASHP Report 2013 KC | x | 3 | CCHRC ASHP Report 2013 KC | x | 3 | CCHRC ASHP Report 2013 KC | x | 3 | CCHRC ASHP Report 2013 KC | x | 3 | CCHRC ASHP Report 2013 KC | x | 3 | CCHRC ASHP Report 2013 KC | x | 3 | CCHRC ASHP Report 2013 KC | x | 3 | CCHRC ASHP Report 2013 KC | x | 3 | CCHRC ASHP Report 2013 KC | x | 3 | CCHRC ASHP Report 2013 KC | x | 3 | CCHRC ASHP Report 2013 KC | x | 3 | CCHRC ASHP Report 2013 KC | x | 3 | CCHRC ASHP Report 2013 KC | x | 3 | CCHRC ASHP Report 2013 KC | x | 3 | CCHRC ASHP Report 2013 KC | x | 3 | CCHRC ASHP Report 2013 KC | x | 3 | CCHRC ASHP Report 2013 KC | x | 3 | CCHRC ASHP Report 2013 KC | x | 3 | CCHRC ASHP Report 2013 KC | x | 3 | CCHRC ASHP Report 2013 KC | x | 3 | CCHRC ASHP Report 2013 KC | x | 3 | CCHRC ASHP Report 2013 KC | x | 3 | CCHRC ASHP Report 2013 KC | x | 3 | CCHRC ASHP Report 2013 KC | x | 3 | CCHRC ASHP Report 2013 KC | x | 3 | CCHRC ASHP Report 2013 KC | x | 3 | CCHRC ASHP Report 2013 KC | x | 3 | CCHRC ASHP Report 2013 KC | x | 3 | CCHRC ASHP Report 2013 KC | x | 3 | CCHRC ASHP Report 2013 KC | x | 3 | CCHRC ASHP Report 2013 KC | x | 3 | CCHRC ASHP Report 2013 KC | x | 3 | CCHRC ASHP Report 2013 KC | x | 3 | CCHRC ASHP Report 2013 KC | x | 3 | CCHRC ASHP Report 2013 KC | x | 3 | CCHRC ASHP Report 2013 KC | x | 3 | CCHRC ASHP Report 2013 KC | x | 3 | CCHRC ASHP Report 2013 KC | x | 3 | CCHRC ASHP Report 2013 KC | x | 3 | CCHRC ASHP Report 2013 KC | x | 3 | CCHRC ASHP Report 2013 KC | x | 3 | CCHRC ASHP Report 2013 KC | x | 3 | CCHRC ASHP Report 2013 KC | x | 3 | CCHRC ASHP Report 2013 KC | x | 3 | CCHRC ASHP Report 2013 KC | x | 3 | CCHRC ASHP Report 2013 KC | x | 3 | CCHRC ASHP Report 2013 KC | x | 3 | CCHRC ASHP Report 2013 KC | x | 3 | CCHRC ASHP Report 2013 KC | x | 3 | CCHRC ASHP Report 2013 KC | x | 3 | CCHRC ASHP Report 2013 KC | x | 3 | CCHRC ASHP Report 2013 KC | x | 3 | CCHRC ASHP Report 2013 KC | x | 3 | CCHRC ASHP Report 2013 KC | x | 3 | CCHRC ASHP Report 2013 KC | x | 3 | CCHRC ASHP Report 2013 KC | x | 3 | CCHRC ASHP Report 2013 KC | x | 3 | CCHRC ASHP Report 2013 KC | x | 3 | CCHRC ASHP Report 2013 KC | x | 3 | CCHRC ASHP Report 2013 KC | x | 3 | CCHRC ASHP Report 2013 KC | x | 3 | CCHRC ASHP Report 2013 KC | x | 3 | CCHRC ASHP Report 2013 KC | x | 3 | CCHRC ASHP Report 2013 KC | x | 3 | CCHRC ASHP Report 2013 KC | x | 3 | CCHRC ASHP Report 2013 KC | x | 3 | CCHRC ASHP Report 2013 KC | x | 3 | CCHRC ASHP Report 2013 KC | x | 3 | CCHRC ASHP Report 2013 KC | x | 3 | CCHRC ASHP Report 2013 KC | x | 3 | CCHRC ASHP Report 2013 KC | x | 3 | CCHRC ASHP Report 2013 KC | x | 3 | CCHRC ASHP Report 2013 KC | x | 3 | CCHRC ASHP Report 2013 KC | x | 3 | CCHRC ASHP Report 2013 KC | x | 3 | CCHRC ASHP Report 2013 KC | x | 3 | CCHRC ASHP Report 2013 KC | x | 3 | CCHRC ASHP Report 2013 KC | x | 3 | CCHRC ASHP Report 2013 KC | x | 3 | CCHRC ASHP Report 2013 KC | x | 3 | CCHRC ASHP Report 2013 KC | x | 3 | CCHRC ASHP Report 2013 KC | x | 3 | CCHRC ASHP Report 2013 KC | x | 3 | CCHRC ASHP Report 2013 KC | x | 3 | CCHRC ASHP Report 2013 KC | x | 3 | CCHRC ASHP Report 2013 KC | x | 3 | CCHRC ASHP Report 2013 KC | x | 3 | CCHRC ASHP Report 2013 KC | x | 3 | CCHRC ASHP Report 2013 KC | x | 3 | CCHRC ASHP Report 2013 KC | x | 3 | CCHRC ASHP Report 2013 KC | x | 3 | CCHRC ASHP Report 2013 KC | x | 3 | CCHRC ASHP Report 2013 KC | x | 3 | CCHRC ASHP Report 2013 KC | x | 3 | CCHRC ASHP Report 2013 KC | x | 3 | CCHRC ASHP Report 2013 KC | x | 3 | CCHRC ASHP Report 2013 KC | x | 3 | CCHRC ASHP Report 2013 KC | x | 3 | CCHRC ASHP Report 2013 KC | x | 3 | CCHRC ASHP Report 2013 KC | x | 3 | CCHRC ASHP Report 2013 KC | x | 3 | CCHRC ASHP Report 2013 KC | x | 3 | CCHRC ASHP Report 2013 KC | x | 3 | CCHRC ASHP Report 2013 KC | x | 3 | CCHRC ASHP Report 2013 KC | x | 3 | CCHRC ASHP Report 2013 KC | x | 3 | CCHRC ASHP Report 2013 KC | x | 3 | CCHRC ASHP Report 2013 KC | x | 3 | CCHRC ASHP Report 2013 KC | x | 3 | CCHRC ASHP Report 2013 KC | x | 3 | CCHRC ASHP Report 2013 KC | x | 3 | CCHRC ASHP Report 2013 KC | x | 3 | CCHRC ASHP Report 2013 KC | x | 3 | CCHRC ASHP Report 2013 KC | x | 3 | CCHRC ASHP Report 2013 KC | x | 3 | CCHRC ASHP Report 2013 KC | x | 3 | CCHRC ASHP Report 2013 KC | x | 3 | CCHRC ASHP Report 2013 KC | x | 3 | CCHRC ASHP Report 2013 KC | x | 3 | CCHRC ASHP Report 2013 KC | x | 3 | CCHRC ASHP Report 2013 KC | x | 3 | CCHRC ASHP Report 2013 KC | x | 3 | CCHRC ASHP Report 2013 KC | x | 3 | CCHRC ASHP Report 2013 KC | x | 3 | CCHRC ASHP Report 2013 KC | x | 3 | CCHRC ASHP Report 2013 KC | x | 3 | CCHRC ASHP Report 2013 KC | x | 3 | CCHRC ASHP Report 2013 KC | x | 3 | CCHRC ASHP Report 2013 KC | x | 3 | CCHRC ASHP Report 2013 KC | x | 3 | CCHRC ASHP Report 2013 KC | x | 3 | CCHRC ASHP Report 2013 KC | x | 3 | CCHRC ASHP Report 2013 KC | x | 3 | CCHRC ASHP Report 2013 KC | x | 3 | CCHRC ASHP Report 2013 KC | x | 3 | CCHRC ASHP Report 2013 KC | x | 3 | CCHRC ASHP Report 2013 KC | x | 3 | CCHRC ASHP Report 2013 KC | x | 3 | CCHRC ASHP Report 2013 KC | x | 3 | CCHRC ASHP Report 2013 KC | x | 3 | CCHRC ASHP Report 2013 KC | x | 3 | CCHRC ASHP Report 2013 KC | x | 3 | CCHRC ASHP Report 2013 KC | x | 3 | CCHRC ASHP Report 2013 KC | x | 3 | CCHRC ASHP Report 2013 KC | x | 3 | CCHRC ASHP Report 2013 KC | x | 3 | CCHRC ASHP Report 2013 KC | x | 3 | CCHRC ASHP Report 2013 KC | x | 3 | CCHRC ASHP Report 2013 KC | x | 3 | CCHRC ASHP Report 2013 KC | x | 3 | CCHRC ASHP Report 2013 KC | x | 3 | CCHRC ASHP Report 2013 KC | x | 3 | CCHRC ASHP Report 2013 KC | x | 3 | CCHRC ASHP Report 2013 KC | x | 3 | CCHRC ASHP Report 2013 KC | x | 3 | CCHRC ASHP Report 2013 KC | x | 3 | CCHRC ASHP Report 2013 KC | x | 3 | CCHRC ASHP Report 2013 KC | x | 3 | CCHRC ASHP Report 2013 KC | x | 3 | CCHRC ASHP Report 2013 KC | x | 3 | CCHRC ASHP Report 2013 KC | x | 3 | CCHRC ASHP Report 2013 KC | x | 3 | CCHRC ASHP Report 2013 KC | x | 3 | CCHRC ASHP Report 2013 KC | x | 3 | CCHRC ASHP Report 2013 KC | x | 3 | CCHRC ASHP Report 2013 KC | x | 3 | CCHRC ASHP Report 2013 KC | x | 3 | CCHRC ASHP Report 2013 KC | x | 3 | CCHRC ASHP Report 2013 KC | x | 3 | CCHRC ASHP Report 2013 KC | x | 3 | CCHRC ASHP Report 2013 KC | x | 3 | CCHRC ASHP Report 2013 KC | x | 3 | CCHRC ASHP Report 2013 KC | x | 3 | CCHRC ASHP Report 2013 KC | x | 3 | CCHRC ASHP Report 2013 KC | x | 3 | CCHRC ASHP Report 2013 KC | x | 3 | CCHRC ASHP Report 2013 KC | x | 3 | CCHRC ASHP Report 2013 KC | x | 3 | CCHRC ASHP Report 2013 KC | x | 3 | CCHRC ASHP Report 2013 KC | x | 3 | CCHRC ASHP Report 2013 KC | x | 3 | CCHRC ASHP Report 2013 KC | x | 3 | CCHRC ASHP Report 2013 KC | x | 3 | CCHRC ASHP Report 2013 KC | x | 3 | CCHRC ASHP Report 2013 KC | x | 3 | CCHRC ASHP Report 2013 KC | x | 3 | CCHRC ASHP Report 2013 KC | x | 3 | CCHRC ASHP Report 2013 KC | x | 3 | CCHRC ASHP Report 2013 KC | x | 3 | CCHRC ASHP Report 2013 KC | x | 3 | CCHRC ASHP Report 2013 KC | x | 3 | CCHRC ASHP Report 2013 KC | x | 3 | CCHRC ASHP Report 2013 KC | x | 3 | CCHRC ASHP Report 2013 KC | x | 3 | CCHRC ASHP Report 2013 KC | x | 3 | CCHRC ASHP Report 2013 KC | x | 3 | CCHRC ASHP Report 2013 KC | x | 3 | CCHRC ASHP Report 2013 KC | x | 3 | CCHRC ASHP Report 2013 KC | x | 3 | CCHRC ASHP Report 2013 KC | x | 3 | CCHRC ASHP Report 2013 KC | x | 3 | CCHRC ASHP Report 2013 KC | x | 3 | CCHRC ASHP Report 2013 KC | x | 3 | CCHRC ASHP Report 2013 KC | x | 3 | CCHRC ASHP Report 2013 KC | x | 3 | CCHRC ASHP Report 2013 KC | x | 3 | CCHRC ASHP Report 2013 KC | x | 3 | CCHRC ASHP Report 2013 KC | x | 3 | CCHRC ASHP Report 2013 KC | x | 3 | CCHRC ASHP Report 2013 KC | x | 3 | CCHRC ASHP Report 2013 KC | x | 3 | CCHRC ASHP Report 2013 KC | x | 3 | CCHRC ASHP Report 2013 KC | x | 3 | CCHRC ASHP Report 2013 KC | x | 3 | CCHRC ASHP Report 2013 KC | x | 3 | CCHRC ASHP Report 2013 KC | x | 3 | CCHRC ASHP Report 2013 KC | x | 3 | CCHRC ASHP Report 2013 KC | x | 3 | CCHRC ASHP Report 2013 KC | x | 3 | CCHRC ASHP Report 2013 KC | x | 3 | CCHRC ASHP Report 2013 KC | x | 3 | CCHRC ASHP Report 2013 KC | x | 3 | CCHRC ASHP Report 2013 KC | x | 3 | CCHRC ASHP Report 2013 KC | x | 3 | CCHRC ASHP Report 2013 KC | x | 3 | CCHRC ASHP Report 2013 KC | x | 3 | CCHRC ASHP Report 2013 KC | x | 3 | CCHRC ASHP Report 2013 KC | x | 3 | CCHRC ASHP Report 2013 KC | x | 3 | CCHRC ASHP Report 2013 KC | x | 3 | CCHRC ASHP Report 2013 KC | x | 3 | CCHRC ASHP Report 2013 KC | x | 3 | CCHRC ASHP Report 2013 KC | x | 3 | CCHRC ASHP Report 2013 KC | x | 3 | CCHRC ASHP Report 2013 KC | x | 3 | CCHRC ASHP Report 2013 KC | x | 3 | CCHRC ASHP Report 2013 KC | x | 3 | CCHRC ASHP Report 2013 KC | x | 3 | CCHRC ASHP Report 2013 KC | x | 3 | CCHRC ASHP Report 2013 KC | x | 3 | CCHRC ASHP Report 2013 KC | x | 3 | CCHRC ASHP Report 2013 KC | x | 3 | CCHRC ASHP Report 2013 KC | x | 3 | CCHRC ASHP Report 2013 KC | x | 3 | CCHRC ASHP Report 2013 KC | x | 3 | CCHRC ASHP Report 2013 KC | x | 3 | CCHRC ASHP Report 2013 KC | x | 3 | CCHRC ASHP Report 2013 KC | x | 3 | CCHRC ASHP Report 2013 KC | x | 3 | CCHRC ASHP Report 2013 KC | x | 3 | CCHRC ASHP Report 2013 KC | x | 3 | CCHRC ASHP Report 2013 KC | x | 3 | CCHRC ASHP Report 2013 KC | x | 3 | CCHRC ASHP Report 2013 KC | x | 3 | CCHRC ASHP Report 2013 KC | x | 3 | CCHRC ASHP Report 2013 KC | x | 3 | CCHRC ASHP Report 2013 KC | x | 3 | CCHRC ASHP Report 2013 KC | x | 3 | CCHRC ASHP Report 2013 KC | x | 3 | CCHRC ASHP Report 2013 KC | x | 3 | CCHRC ASHP Report 2013 KC | x | 3 | CCHRC ASHP Report 2013 KC | x | 3 | CCHRC ASHP Report 2013 KC | x | 3 | CCHRC ASHP Report 2013 KC | x | 3 | CCHRC ASHP Report 2013 KC | x | 3 | CCHRC ASHP Report 2013 KC | x | 3 | CCHRC ASHP Report 2013 KC | x | 3 | CCHRC ASHP Report 2013 KC | x | 3 | CCHRC ASHP Report 2013 KC | x | 3 | CCHRC ASHP Report 2013 KC | x | 3 | CCHRC ASHP Report 2013 KC | x | 3 | CCHRC ASHP Report 2013 KC | x | 3 | CCHRC ASHP Report 2013 KC | x | 3 | CCHRC ASHP Report 2013 KC | x | 3 | CCHRC ASHP Report 2013 KC | x | 3 | CCHRC ASHP Report 2013 KC | x | 3 | CCHRC ASHP Report 2013 KC | x | 3 | CCHRC ASHP Report 2013 KC | x | 3 | CCHRC ASHP Report 2013 KC | x | 3 | CCHRC ASHP Report 2013 KC | x | 3 | CCHRC ASHP Report 2013 KC | x | 3 | CCHRC ASHP Report 2013 KC | x | 3 | CCHRC ASHP Report 2013 KC | x | 3 | CCHRC ASHP Report 2013 KC | x | 3 | CCHRC ASHP Report 2013 KC | x | 3 | CCHRC ASHP Report 2013 KC | x | 3 | CCHRC ASHP Report 2013 KC | x | 3 | CCHRC ASHP Report 2013 KC | x | 3 | CCHRC ASHP Report 2013 KC | x | 3 | CCHRC ASHP Report 2013 KC | x | 3 | CCHRC ASHP Report 2013 KC | x | 3 | CCHRC ASHP Report 2013 KC | x | 3 | CCHRC ASHP Report 2013 KC | x | 3 | CCHRC ASHP Report 2013 KC | x | 3 | CCHRC ASHP Report 2013 KC | x | 3 | CCHRC ASHP Report 2013 KC | x | 3 | CCHRC ASHP Report 2013 KC | x | 3 | CCHRC ASHP Report 2013 KC | x | 3 | CCHRC ASHP Report 2013 KC | x | 3 | CCHRC ASHP Report 2013 KC | x | 3 | CCHRC ASHP Report 2013 KC | x | 3 | CCHRC ASHP Report 2013 KC | x | 3 | CCHRC ASHP Report 2013 KC | x | 3 | CCHRC ASHP Report 2013 KC | x | 3 | CCHRC ASHP Report 2013 KC | x | 3 | CCHRC ASHP Report 2013 KC | x | 3 | CCHRC ASHP Report 2013 KC | x | 3 | CCHRC ASHP Report 2013 KC | x | 3 | CCHRC ASHP Report 2013 KC | x | 3 | CCHRC ASHP Report 2013 KC | x | 3 | CCHRC ASHP Report 2013 KC | x | 3 | CCHRC ASHP Report 2013 KC | x | 3 | CCHRC ASHP Report 2013 KC | x | 3 | CCHRC ASHP Report 2013 KC | x | 3 | CCHRC ASHP Report 2013 KC | x | 3 | CCHRC ASHP Report 2013 KC | x | 3 | CCHRC ASHP Report 2013 KC | x | 3 | CCHRC ASHP Report 2013 KC | x | 3 | CCHRC ASHP Report 2013 KC | x | 3 | CCHRC ASHP Report 2013 KC | x | 3 | CCHRC ASHP Report 2013 KC | x | 3 | CCHRC ASHP Report 2013 KC | x | 3 | CCHRC ASHP Report 2013 KC | x | 3 | CCHRC ASHP Report 2013 KC | x | 3 | CCHRC ASHP Report 2013 KC | x | 3 | CCHRC ASHP Report 2013 KC | x | 3 | CCHRC ASHP Report 2013 KC | x | 3 | CCHRC ASHP Report 2013 KC | x | 3 | CCHRC ASHP Report 2013 KC | x | 3 | CCHRC ASHP Report 2013 KC | x | 3 | CCHRC ASHP Report 2013 KC | x | 3 | CCHRC ASHP Report 2013 KC | x | 3 | CCHRC ASHP Report 2013 KC | x | 3 | CCHRC ASHP Report 2013 KC | x | 3 | CCHRC ASHP Report 2013 KC | x | 3 | CCHRC ASHP Report 2013 KC | x | 3 | CCHRC ASHP Report 2013 KC | x | 3 | CCHRC ASHP Report 2013 KC | x | 3 | CCHRC ASHP Report 2013 KC | x | 3 | CCHRC ASHP Report 2013 KC | x | 3 | CCHRC ASHP Report 2013 KC | x | 3 | CCHRC ASHP Report 2013 KC | x | 3 | CCHRC ASHP Report 2013 KC | x | 3 | CCHRC ASHP Report 2013 KC | x | 3 | CCHRC ASHP Report 2013 KC | x | 3 | CCHRC ASHP Report 2013 KC | x | 3 | CCHRC ASHP Report 2013 KC | x | 3 | CCHRC ASHP Report 2013 KC | x | 3 | CCHRC ASHP Report 2013 KC | x | 3 | CCHRC ASHP Report 2013 KC | x | 3 | CCHRC ASHP Report 2013 KC | x | 3 | CCHRC ASHP Report 2013 KC | x | 3 | CCHRC ASHP Report 2013 KC | x | 3 | CCHRC ASHP Report 2013 KC | x | 3 | CCHRC ASHP Report 2013 KC | x | 3 | CCHRC ASHP Report 2013 KC | x | 3 | CCHRC ASHP Report 2013 KC | x | 3 | CCHRC ASHP Report 2013 KC | x | 3 | CCHRC ASHP Report 2013 KC | x | 3 | CCHRC ASHP Report 2013 KC | x | 3 | CCHRC ASHP Report 2013 KC | x | 3 | CCHRC ASHP Report 2013 KC | x | 3 | CCHRC ASHP Report 2013 KC | x | 3 | CCHRC ASHP Report 2013 KC | x | 3 | CCHRC ASHP Report 2013 KC | x | 3 | CCHRC ASHP Report 2013 KC | x | 3 | CCHRC ASHP Report 2013 KC | x | 3 | CCHRC ASHP Report 2013 KC | x | 3 | CCHRC ASHP Report 2013 KC | x | 3 | CCHRC ASHP Report 2013 KC | x | 3 | CCHRC ASHP Report 2013 KC | x | 3 | CCHRC ASHP Report 2013 KC | x | 3 | CCHRC ASHP Report 2013 KC | x | 3 | CCHRC ASHP Report 2013 KC | x | 3 | CCHRC ASHP Report 2013 KC | x | 3 | CCHRC ASHP Report 2013 KC | x | 3 | CCHRC ASHP Report 2013 KC | x | 3 | CCHRC ASHP Report 2013 KC | x | 3 | CCHRC ASHP Report 2013 KC | x | 3 | CCHRC ASHP Report 2013 KC | x | 3 | CCHRC ASHP Report 2013 KC | x | 3 | CCHRC ASHP Report 2013 KC | x | 3 | CCHRC ASHP Report 2013 KC | x | 3 | CCHRC ASHP Report 2013 KC | x | 3 | CCHRC ASHP Report 2013 KC | x | 3 | CCHRC ASHP Report 2013 KC | x | 3 | CCHRC ASHP Report 2013 KC | x | 3 | CCHRC ASHP Report 2013 KC | x | 3 | CCHRC ASHP Report 2013 KC | x | 3 | CCHRC ASHP Report 2013 KC | x | 3 | CCHRC ASHP Report 2013 KC | x | 3 | CCHRC ASHP Report 2013 KC | x | 3 | CCHRC ASHP Report 2013 KC | x | 3 | CCHRC ASHP Report 2013 KC | x | 3 | CCHRC ASHP Report 2013 KC | x | 3 | CCHRC ASHP Report 2013 KC | x | 3 | CCHRC ASHP Report 2013 KC | x | 3 | CCHRC ASHP Report 2013 KC | x | 3 | CCHRC ASHP Report 2013 KC | x | 3 | CCHRC ASHP Report 2013 KC | x | 3 | CCHRC ASHP Report 2013 KC | x | 3 | CCHRC ASHP Report 2013 KC | x | 3 | CCHRC ASHP Report 2013 KC | x | 3 | CCHRC ASHP Report 2013 KC | x | 3 | CCHRC ASHP Report 2013 KC | x | 3 | CCHRC ASHP Report 2013 KC | x | 3 | CCHRC ASHP Report 2013 KC | x | 3 | CCHRC ASHP Report 2013 KC | x | 3 | CCHRC ASHP Report 2013 KC | x | 3 | CCHRC ASHP Report 2013 KC | x | 3 | CCHRC ASHP Report 2013 KC | x | 3 | CCHRC ASHP Report 2013 KC | x | 3 | CCHRC ASHP Report 2013 KC | x | 3 | CCHRC ASHP Report 2013 KC | x | 3 | CCHRC ASHP Report 2013 KC | x | 3 | CCHRC ASHP Report 2013 KC | x | 3 | CCHRC ASHP Report 2013 KC | x | 3 | CCHRC ASHP Report 2013 KC | x | 3 | CCHRC ASHP Report 2013 KC | x | 3 | CCHRC ASHP Report 2013 KC | x | 3 | CCHRC ASHP Report 2013 KC | x | 3 | CCHRC ASHP Report 2013 KC | x | 3 | CCHRC ASHP Report 2013 KC | x | 3 | CCHRC ASHP Report 2013 KC | x | 3 | CCHRC ASHP Report 2013 KC | x | 3 | CCHRC ASHP Report 2013 KC | x | 3 | CCHRC ASHP Report 2013 KC | x | 3 | CCHRC ASHP Report 2013 KC | x | 3 | CCHRC ASHP Report 2013 KC | x | 3 | CCHRC ASHP Report 2013 KC | x | 3 | CCHRC ASHP Report 2013 KC | x | 3 | CCHRC ASHP Report 2013 KC | x | 3 | CCHRC ASHP Report 2013 KC | x | 3 | CCHRC ASHP Report 2013 KC | x | 3 | CCHRC ASHP Report 2013 KC | x | 3 | CCHRC ASHP Report 2013 KC | x | 3 | CCHRC ASHP Report 2013 KC | x | 3 | CCHRC ASHP Report 2013 KC | x | 3 | CCHRC ASHP Report 2013 KC | x | 3 | CCHRC ASHP Report 2013 KC | x | 3 | CCHRC ASHP Report 2013 KC | x | 3 | CCHRC ASHP Report 2013 KC | x | 3 | CCHRC ASHP Report 2013 KC | x | 3 | CCHRC ASHP Report 2013 KC | x | 3 | CCHRC ASHP Report 2013 KC | x | 3 | CCHRC ASHP Report 2013 KC | x | 3 | CCHRC ASHP Report 2013 KC | x | 3 | CCHRC ASHP Report 2013 KC | x | 3 | CCHRC ASHP Report 2013 KC | x | 3 | CCHRC ASHP Report 2013 KC | x | 3 | CCHRC ASHP Report 2013 KC | x | 3 | CCHRC ASHP Report 2013 KC | x | 3 | CCHRC ASHP Report 2013 KC | x | 3 | CCHRC ASHP Report 2013 KC | x | 3 | CCHRC ASHP Report 2013 KC | x | 3 | CCHRC ASHP Report 2013 KC | x | 3 | CCHRC ASHP Report 2013 KC | x | 3 | CCHRC ASHP Report 2013 KC | x | 3 | CCHRC ASHP Report 2013 KC | x | 3 | CCHRC ASHP Report 2013 KC | x | 3 | CCHRC ASHP Report 2013 KC | x | 3 | CCHRC ASHP Report 2013 KC | x | 3 | CCHRC ASHP Report 2013 KC | x | 3 | CCHRC ASHP Report 2013 KC | x | 3 | CCHRC ASHP Report 2013 KC | x | 3 | CCHRC ASHP Report 2013 KC | x | 3 | CCHRC ASHP Report 2013 KC | x | 3 | CCHRC ASHP Report 2013 KC | x | 3 | CCHRC ASHP Report 2013 KC | x | 3 | CCHRC ASHP Report 2013 KC | x | 3 | CCHRC ASHP Report 2013 KC | x | 3 | CCHRC ASHP Report 2013 KC | x | 3 | CCHRC ASHP Report 2013 KC | x | 3 | CCHRC ASHP Report 2013 KC | x | 3 | CCHRC ASHP Report 2013 KC | x | 3 | CCHRC ASHP Report 2013 KC | x | 3 | CCHRC ASHP Report 2013 KC | x | 3 | CCHRC ASHP Report 2013 KC | x | 3 | CCHRC ASHP Report 2013 KC | x | 3 | CCHRC ASHP Report 2013 KC | x | 3 | CCHRC ASHP Report 2013 KC | x | 3 | CCHRC ASHP Report 2013 KC | x | 3 | CCHRC ASHP Report 2013 KC | x | 3 | CCHRC ASHP Report 2013 KC | x | 3 | CCHRC ASHP Report 2013 KC | x | 3 | CCHRC ASHP Report 2013 KC | x | 3 | CCHRC ASHP Report 2013 KC | x | 3 | CCHRC ASHP Report 2013 KC | x | 3 | CCHRC ASHP Report 2013 KC | x | 3 | CCHRC ASHP Report 2013 KC | x | 3 | CCHRC ASHP Report 2013 KC | x | 3 | CCHRC ASHP Report 2013 KC | x | 3 | CCHRC ASHP Report 2013 KC | x | 3 | CCHRC ASHP Report 2013 KC | x | 3 | CCHRC ASHP Report 2013 KC | x | 3 | CCHRC ASHP Report 2013 KC | x | 3 | CCHRC ASHP Report 2013 KC | x | 3 | CCHRC ASHP Report 2013 KC | x | 3 | CCHRC ASHP Report 2013 KC | x | 3 | CCHRC ASHP Report 2013 KC | x | 3 | CCHRC ASHP Report 2013 KC | x | 3 | CCHRC ASHP Report 2013 KC | x | 3 | CCHRC ASHP Report 2013 KC | x | 3 | CCHRC ASHP Report 2013 KC | x | 3 | CCHRC ASHP Report 2013 KC | x | 3 | CCHRC ASHP Report 2013 KC | x | 3 | CCHRC ASHP Report 2013 KC | x | 3 | CCHRC ASHP Report 2013 KC | x | 3 | CCHRC ASHP Report 2013 KC | x | 3 | CCHRC ASHP Report 2013 KC | x | 3 | CCHRC ASHP Report 2013 KC | x | 3 | CCHRC ASHP Report 2013 KC | x | 3 | CCHRC ASHP Report 2013 KC | x | 3 | CCHRC ASHP Report 2013 KC | x | 3 | CCHRC ASHP Report 2013 KC | x | 3 | CCHRC ASHP Report 2013 KC | x | 3 | CCHRC ASHP Report 2013 KC | x | 3 | CCHRC ASHP Report 2013 KC | x | 3 | CCHRC ASHP Report 2013 KC | x | 3 | CCHRC ASHP Report 2013 KC | x | 3 | CCHRC ASHP Report 2013 KC | x | 3 | CCHRC ASHP Report 2013 KC | x | 3 | CCHRC ASHP Report 2013 KC | x | 3 | CCHRC ASHP Report 2013 KC | x | 3 | CCHRC ASHP Report 2013 KC | x | 3 | CCHRC ASHP Report 2013 KC | x | 3 | CCHRC ASHP Report 2013 KC | x | 3 | CCHRC ASHP Report 2013 KC | x | 3 | CCHRC ASHP Report 2013 KC | x | 3 | CCHRC ASHP Report 2013 KC | x | 3 | CCHRC ASHP Report 2013 KC | x | 3 | CCHRC ASHP Report 2013 KC | x | 3 | CCHRC ASHP Report 2013 KC | x | 3 | CCHRC ASHP Report 2013 KC | x | 3 | CCHRC ASHP Report 2013 KC | x | 3 | CCHRC ASHP Report 2013 KC | x | 3 | CCHRC ASHP Report 2013 KC | x | 3 | CCHRC ASHP Report 2013 KC | x | 3 | CCHRC ASHP Report 2013 KC | x | 3 | CCHRC ASHP Report 2013 KC | x | 3 | CCHRC ASHP Report 2013 KC | x | 3 | CCHRC ASHP Report 2013 KC | x | 3 | CCHRC ASHP Report 2013 KC | x | 3 | CCHRC ASHP Report 2013 KC | x | 3 | CCHRC ASHP Report 2013 KC | x | 3 | CCHRC ASHP Report 2013 KC | x | 3 | CCHRC ASHP Report 2013 KC | x | 3 | CCHRC ASHP Report 2013 KC | x | 3 | CCHRC ASHP Report 2013 KC | x | 3 | CCHRC ASHP Report 2013 KC | x | 3 | CCHRC ASHP Report 2013 KC | x | 3 | CCHRC ASHP Report 2013 KC | x | 3 | CCHRC ASHP Report 2013 KC | x | 3 | CCHRC ASHP Report 2013 KC | x | 3 | CCHRC ASHP Report 2013 KC | x | 3 | CCHRC ASHP Report 2013 KC | x | 3 | CCHRC ASHP Report 2013 KC | x | 3 | CCHRC ASHP Report 2013 KC | x | 3 | CCHRC ASHP Report 2013 KC | x | 3 | CCHRC ASHP Report 2013 KC | x | 3 | CCHRC ASHP Report 2013 KC | x | 3 | CCHRC ASHP Report 2013 KC | x | 3 | CCHRC ASHP Report 2013 KC | x | 3 | CCHRC ASHP Report 2013 KC | x | 3 | CCHRC ASHP Report 2013 KC | x | 3 | CCHRC ASHP Report 2013 KC | x | 3 | CCHRC ASHP Report 2013 KC | x | 3 | CCHRC ASHP Report 2013 KC | x | 3 | CCHRC ASHP Report 2013 KC | x | 3 | CCHRC ASHP Report 2013 KC | x | 3 | CCHRC ASHP Report 2013 KC | x | 3 | CCHRC ASHP Report 2013 KC | x | 3 | CCHRC ASHP Report 2013 KC | x | 3 | CCHRC ASHP Report 2013 KC | x | 3 | CCHRC ASHP Report 2013 KC | x | 3 | CCHRC ASHP Report 2013 KC | x | 3 | CCHRC ASHP Report 2013 KC | x | 3 | CCHRC ASHP Report 2013 KC | x | 3 | CCHRC ASHP Report 2013 KC | x | 3 | CCHRC ASHP Report 2013 KC | x | 3 | CCHRC ASHP Report 2013 KC | x | 3 | CCHRC ASHP Report 2013 KC | x | 3 | CCHRC ASHP Report 2013 KC | x | 3 | CCHRC ASHP Report 2013 KC | x | 3 | CCHRC ASHP Report 2013 KC | x | 3 | CCHRC ASHP Report 2013 KC | x | 3 | CCHRC ASHP Report 2013 KC | x | 3 | CCHRC ASHP Report 2013 KC | x | 3 | CCHRC ASHP Report 2013 KC | x | 3 | CCHRC ASHP Report 2013 KC | x | 3 | CCHRC ASHP Report 2013 KC | x | 3 | CCHRC ASHP Report 2013 KC | x | 3 | CCHRC ASHP Report 2013 KC | x | 3 | CCHRC ASHP Report 2013 KC | x | 3 | CCHRC ASHP Report 2013 KC | x | 3 | CCHRC ASHP Report 2013 KC | x | 3 | CCHRC ASHP Report 2013 KC | x | 3 | CCHRC ASHP Report 2013 KC | x | 3 | CCHRC ASHP Report 2013 KC | x | 3 | CCHRC ASHP Report 2013 KC | x | 3 | CCHRC ASHP Report 2013 KC | x | 3 | CCHRC ASHP Report 2013 KC | x | 3 | CCHRC ASHP Report 2013 KC | x | 3 | CCHRC ASHP Report 2013 KC | x | 3 | CCHRC ASHP Report 2013 KC | x | 3 | CCHRC ASHP Report 2013 KC | x | 3 | CCHRC ASHP Report 2013 KC | x | 3 | CCHRC ASHP Report 2013 KC | x | 3 | CCHRC ASHP Report 2013 KC | x | 3 | CCHRC ASHP Report 2013 KC | x | 3 | CCHRC ASHP Report 2013 KC | x | 3 | CCHRC ASHP Report 2013 KC | x | 3 | CCHRC ASHP Report 2013 KC | x | 3 | CCHRC ASHP Report 2013 KC | x | 3 | CCHRC ASHP Report 2013 KC | x | 3 | CCHRC ASHP Report 2013 KC | x | 3 | CCHRC ASHP Report 2013 KC | x | 3 | CCHRC ASHP Report 2013 KC | x | 3 | CCHRC ASHP Report 2013 KC | x | 3 | CCHRC ASHP Report 2013 KC | x | 3 | CCHRC ASHP Report 2013 KC | x | 3 | CCHRC ASHP Report 2013 KC | x | 3 | CCHRC ASHP Report 2013 KC | x | 3 | CCHRC ASHP Report 2013 KC | x | 3 | CCHRC ASHP Report 2013 KC | x | 3 | CCHRC ASHP Report 2013 KC | x | 3 | CCHRC ASHP Report 2013 KC | x | 3 | CCHRC ASHP Report 2013 KC | x | 3 | CCHRC ASHP Report 2013 KC | x | 3 | CCHRC ASHP Report 2013 KC | x | 3 | CCHRC ASHP Report 2013 KC | x | 3 | CCHRC ASHP Report 2013 KC | x | 3 | CCHRC ASHP Report 2013 KC | x | 3 | CCHRC ASHP Report 2013 KC | x | 3 | CCHRC ASHP Report 2013 KC | x | 3 | CCHRC ASHP Report 2013 KC | x | 3 | CCHRC ASHP Report 2013 KC | x | 3 | CCHRC ASHP Report 2013 KC | x | 3 | CCHRC ASHP Report 2013 KC | x | 3 | CCHRC ASHP Report 2013 KC | x | 3 | CCHRC ASHP Report 2013 KC | x | 3 | CCHRC ASHP Report 2013 KC | x | 3 | CCHRC ASHP Report 2013 KC | x | 3 | CCHRC ASHP Report 2013 KC | x | 3 | CCHRC ASHP Report 2013 KC | x | 3 | CCHRC ASHP Report 2013 KC | x | 3 | CCHRC ASHP Report 2013 KC | x | 3 | CCHRC ASHP Report 2013 KC | x | 3 | CCHRC ASHP Report 2013 KC | x | 3 | CCHRC ASHP Report 2013 KC | x | 3 | CCHRC ASHP Report 2013 KC | x | 3 | CCHRC ASHP Report 2013 KC | x | 3 | CCHRC ASHP Report 2013 KC | x | 3 | CCHRC ASHP Report 2013 KC | x | 3 | CCHRC ASHP Report 2013 KC | x | 3 | CCHRC ASHP Report 2013 KC | x | 3 | CCHRC ASHP Report 2013 KC | x | 3 | CCHRC ASHP Report 2013 KC | x | 3 | CCHRC ASHP Report 2013 KC | x | 3 | CCHRC ASHP Report 2013 KC | x | 3 | CCHRC ASHP Report 2013 KC | x | 3 | CCHRC ASHP Report 2013 KC | x | 3 | CCHRC ASHP Report 2013 KC | x | 3 | CCHRC ASHP Report 2013 KC | x | 3 | CCHRC ASHP Report 2013 KC | x | 3 | CCHRC ASHP Report 2013 KC | x | 3 | CCHRC ASHP Report 2013 KC | x | 3 | CCHRC ASHP Report 2013 KC | x | 3 | CCHRC ASHP Report 2013 KC | x | 3 | CCHRC ASHP Report 2013 KC | x | 3 | CCHRC ASHP Report 2013 KC | x | 3 | CCHRC ASHP Report 2013 KC | x | 3 | CCHRC ASHP Report 2013 KC | x | 3 | CCHRC ASHP Report 2013 KC | x | 3 | CCHRC ASHP Report 2013 KC | x | 3 | CCHRC ASHP Report 2013 KC | x | 3 | CCHRC ASHP Report 2013 KC | x | 3 | CCHRC ASHP Report 2013 KC | x | 3 | CCHRC ASHP Report 2013 KC | x | 3 | CCHRC ASHP Report 2013 KC | x | 3 | CCHRC ASHP Report 2013 KC | x | 3 | CCHRC ASHP Report 2013 KC | x | 3 | CCHRC ASHP Report 2013 KC | x | 3 | CCHRC ASHP Report 2013 KC | x | 3 | CCHRC ASHP Report 2013 KC | x | 3 | CCHRC ASHP Report 2013 KC | x | 3 | CCHRC ASHP Report 2013 KC | x | 3 | CCHRC ASHP Report 2013 KC | x | 3 | CCHRC ASHP Report 2013 KC | x | 3 | CCHRC ASHP Report 2013 KC | x | 3 | CCHRC ASHP Report 2013 KC | x | 3 | CCHRC ASHP Report 2013 KC | x | 3 | CCHRC ASHP Report 2013 KC | x | 3 | CCHRC ASHP Report 2013 KC | x | 3 | CCHRC ASHP Report 2013 KC | x | 3 | CCHRC ASHP Report 2013 KC | x | 3 | CCHRC ASHP Report 2013 KC | x | 3 | CCHRC ASHP Report 2013 KC | x | 3 | CCHRC ASHP Report 2013 KC | x | 3 | CCHRC ASHP Report 2013 KC | x | 3 | CCHRC ASHP Report 2013 KC | x | 3 | CCHRC ASHP Report 2013 KC | x | 3 | CCHRC ASHP Report 2013 KC | x | 3 | CCHRC ASHP Report 2013 KC | x | 3 | CCHRC ASHP Report 2013 KC | x | 3 | CCHRC ASHP Report 2013 KC | x | 3 | CCHRC ASHP Report 2013 KC | x | 3 | CCHRC ASHP Report 2013 KC | x | 3 | CCHRC ASHP Report 2013 KC | x | 3 | CCHRC ASHP Report 2013 KC | x | 3 | CCHRC ASHP Report 2013 KC | x | 3 | CCHRC ASHP Report 2013 KC | x | 3 | CCHRC ASHP Report 2013 KC | x | 3 | CCHRC ASHP Report 2013 KC | x | 3 | CCHRC ASHP Report 2013 KC | x | 3 | CCHRC ASHP Report 2013 KC | x | 3 | CCHRC ASHP Report 2013 KC | x | 3 | CCHRC ASHP Report 2013 KC | x | 3 | CCHRC ASHP Report 2013 KC | x | 3 | CCHRC ASHP Report 2013 KC | x | 3 | CCHRC ASHP Report 2013 KC | x | 3 | CCHRC ASHP Report 2013 KC | x | 3 | CCHRC ASHP Report 2013 KC | x | 3 | CCHRC ASHP Report 2013 KC | x | 3 | CCHRC ASHP Report 2013 KC | x | 3 | CCHRC ASHP Report 2013 KC | x | 3 | CCHRC ASHP Report 2013 KC | x | 3 | CCHRC ASHP Report 2013 KC | x | 3 | CCHRC ASHP Report 2013 KC | x | 3 | CCHRC ASHP Report 2013 KC | x | 3 | CCHRC ASHP Report 2013 KC | x | 3 | CCHRC ASHP Report 2013 KC | x | 3 | CCHRC ASHP Report 2013 KC | x | 3 | CCHRC ASHP Report 2013 KC | x | 3 | CCHRC ASHP Report 2013 KC | x | 3 | CCHRC ASHP Report 2013 KC | x | 3 | CCHRC ASHP Report 2013 KC | x | 3 | CCHRC ASHP Report 2013 KC | x | 3 | CCHRC ASHP Report 2013 KC | x | 3 | CCHRC ASHP Report 2013 KC | x | 3 | CCHRC ASHP Report 2013 KC | x | 3 | CCHRC ASHP Report 2013 KC | x | 3 | CCHRC ASHP Report 2013 KC | x | 3 | CCHRC ASHP Report 2013 KC | x | 3 | CCHRC ASHP Report 2013 KC | x | 3 | CCHRC ASHP Report 2013 KC | x | 3 | CCHRC ASHP Report 2013 KC | x | 3 | CCHRC ASHP Report 2013 KC | x | 3 | CCHRC ASHP Report 2013 KC | x | 3 | CCHRC ASHP Report 2013 KC | x | 3 | CCHRC ASHP Report 2013 KC | x | 3 | CCHRC ASHP Report 2013 KC | x | 3 | CCHRC ASHP Report 2013 KC | x | 3 | CCHRC ASHP Report 2013 KC | x | 3 | CCHRC ASHP Report 2013 KC | x | 3 | CCHRC ASHP Report 2013 KC | x | 3 | CCHRC ASHP Report 2013 KC | x | 3 | CCHRC ASHP Report 2013 KC | x | 3 | CCHRC ASHP Report 2013 KC | x | 3 | CCHRC ASHP Report 2013 KC | x | 3 | CCHRC ASHP Report 2013 KC | x | 3 | CCHRC ASHP Report 2013 KC | x | 3 | CCHRC ASHP Report 2013 KC | x | 3 | CCHRC ASHP Report 2013 KC | x | 3 | CCHRC ASHP Report 2013 KC | x | 3 | CCHRC ASHP Report 2013 KC | x | 3 | CCHRC ASHP Report 2013 KC | x | 3 | CCHRC ASHP Report 2013 KC | x | 3 | CCHRC ASHP Report 2013 KC | x | 3 | CCHRC ASHP Report 2013 KC | x | 3 | CCHRC ASHP Report 2013 KC | x | 3 | CCHRC ASHP Report 2013 KC | x | 3 | CCHRC ASHP Report 2013 KC | x | 3 | CCHRC ASHP Report 2013 KC | x | 3 | CCHRC ASHP Report 2013 KC | x | 3 | CCHRC ASHP Report 2013 KC | x | 3 | CCHRC ASHP Report 2013 KC | x | 3 | CCHRC ASHP Report 2013 KC | x | 3 | CCHRC ASHP Report 2013 KC | x | 3 | CCHRC ASHP Report 2013 KC | x | 3 | CCHRC ASHP Report 2013 KC | x | 3 | CCHRC ASHP Report 2013 KC | x | 3 | CCHRC ASHP Report 2013 KC | x | 3 | CCHRC ASHP Report 2013 KC | x | 3 | CCHRC ASHP Report 2013 KC | x | 3 | CCHRC ASHP Report 2013 KC | x | 3 | CCHRC ASHP Report 2013 KC | x | 3 | CCHRC ASHP Report 2013 KC | x | 3 | CCHRC ASHP Report 2013 KC | x | 3 | CCHRC ASHP Report 2013 KC | x | 3 | CCHRC ASHP Report 2013 KC | x | 3 | CCHRC ASHP Report 2013 KC | x | 3 | CCHRC ASHP Report 2013 KC | x | 3 | CCHRC ASHP Report 2013 KC | x | 3 | CCHRC ASHP Report 2013 KC | x | 3 | CCHRC ASHP Report 2013 KC | x | 3 | CCHRC ASHP Report 2013 KC | x | 3 | CCHRC ASHP Report 2013 KC | x | 3 | CCHRC ASHP Report 2013 KC | x | 3 | CCHRC ASHP Report 2013 KC | x | 3 | CCHRC ASHP Report 2013 KC | x | 3 | CCHRC ASHP Report 2013 KC | x | 3 | CCHRC ASHP Report 2013 KC | x | 3 | CCHRC ASHP Report 2013 KC | x | 3 | CCHRC ASHP Report 2013 KC | x | 3 | CCHRC ASHP Report 2013 KC | x | 3 | CCHRC ASHP Report 2013 KC | x | 3 | CCHRC ASHP Report 2013 KC | x | 3 | CCHRC ASHP Report 2013 KC | x | 3 | CCHRC ASHP Report 2013 KC | x | 3 | CCHRC ASHP Report 2013 KC | x | 3 | CCHRC ASHP Report 2013 KC | x | 3 | CCHRC ASHP Report 2013 KC | x | 3 | CCHRC ASHP Report 2013 KC | x | 3 | CCHRC ASHP Report 2013 KC | x | 3 | CCHRC ASHP Report 2013 KC | x | 3 | CCHRC ASHP Report 2013 KC | x | 3 | CCHRC ASHP Report 2013 KC | x | 3 | CCHRC ASHP Report 2013 KC | x | 3 | CCHRC ASHP Report 2013 KC | x | 3 | CCHRC ASHP Report 2013 KC | x | 3 | CCHRC ASHP Report 2013 KC | x | 3 | CCHRC ASHP Report 2013 KC | x | 3 | CCHRC ASHP Report 2013 KC | x | 3 | CCHRC ASHP Report 2013 KC | x | 3 | CCHRC ASHP Report 2013 KC | x | 3 | CCHRC ASHP Report 2013 KC | x | 3 | CCHRC ASHP Report 2013 KC | x | 3 | CCHRC ASHP Report 2013 KC | x | 3 | CCHRC ASHP Report 2013 KC | x | 3 | CCHRC ASHP Report 2013 KC | x | 3 | CCHRC ASHP Report 2013 KC | x | 3 | CCHRC ASHP Report 2013 KC | x | 3 | CCHRC ASHP Report 2013 KC | x | 3 | CCHRC ASHP Report 2013 KC | x | 3 | CCHRC ASHP Report 2013 KC | x | 3 | CCHRC ASHP Report 2013 KC | x | 3 | CCHRC ASHP Report 2013 KC | x | 3 | CCHRC ASHP Report 2013 KC | x | 3 | CCHRC ASHP Report 2013 KC | x | 3 | CCHRC ASHP Report 2013 KC | x | 3 | CCHRC ASHP Report 2013 KC | x | 3 | CCHRC ASHP Report 2013 KC | x | 3 | CCHRC ASHP Report 2013 KC | x | 3 | CCHRC ASHP Report 2013 KC | x | 3 | CCHRC ASHP Report 2013 KC | x | 3 | CCHRC ASHP Report 2013 KC | x | 3 | CCHRC ASHP Report 2013 KC | x | 3 | CCHRC ASHP Report 2013 KC | x | 3 | CCHRC ASHP Report 2013 KC | x | 3 | CCHRC ASHP Report 2013 KC | x | 3 | CCHRC ASHP Report 2013 KC | x | 3 | CCHRC ASHP Report 2013 KC | x | 3 | CCHRC ASHP Report 2013 KC | x | 3 | CCHRC ASHP Report 2013 KC | x | 3 | CCHRC ASHP Report 2013 KC | x | 3 | CCHRC ASHP Report 2013 KC | x | 3 | CCHRC ASHP Report 2013 KC | x | 3 | CCHRC ASHP Report 2013 KC | x | 3 | CCHRC ASHP Report 2013 KC | x | 3 | CCHRC ASHP Report 2013 KC | x | 3 | CCHRC ASHP Report 2013 KC | x | 3 | CCHRC ASHP Report 2013 KC | x | 3 | CCHRC ASHP Report 2013 KC | x | 3 | CCHRC ASHP Report 2013 KC | x | 3 | CCHRC ASHP Report 2013 KC | x | 3 | CCHRC ASHP Report 2013 KC | x | 3 | CCHRC ASHP Report 2013 KC | x | 3 | CCHRC ASHP Report 2013 KC | x | 3 | CCHRC ASHP Report 2013 KC | x | 3 | CCHRC ASHP Report 2013 KC | x | 3 | CCHRC ASHP Report 2013 KC | x | 3 | CCHRC ASHP Report 2013 KC | x | 3 | CCHRC ASHP Report 2013 KC | x | 3 | CCHRC ASHP Report 2013 KC | x | 3 | CCHRC ASHP Report 2013 KC | x | 3 | CCHRC ASHP Report 2013 KC | x | 3 | CCHRC ASHP Report 2013 KC | x | 3 | CCHRC ASHP Report 2013 KC | x | 3 | CCHRC ASHP Report 2013 KC | x | 3 | CCHRC ASHP Report 2013 KC | x | 3 | CCHRC ASHP Report 2013 KC | x | 3 | CCHRC ASHP Report 2013 KC | x | 3 | CCHRC ASHP Report 2013 KC | x | 3 | CCHRC ASHP Report 2013 KC | x | 3 | CCHRC ASHP Report 2013 KC | x | 3 | CCHRC ASHP Report 2013 KC | x | 3 | CCHRC ASHP Report 2013 KC | x | 3 | CCHRC ASHP Report 2013 KC | x | 3 | CCHRC ASHP Report 2013 KC | x | 3 | CCHRC ASHP Report 2013 KC | x | 3 | CCHRC ASHP Report 2013 KC | x | 3 | CCHRC ASHP Report 2013 KC | x | 3 | CCHRC ASHP Report 2013 KC | x | 3 | CCHRC ASHP Report 2013 KC | x | 3 | CCHRC ASHP Report 2013 KC | x | 3 | CCHRC ASHP Report 2013 KC | x | 3 | CCHRC ASHP Report 2013 KC | x | 3 | CCHRC ASHP Report 2013 KC | x | 3 | CCHRC ASHP Report 2013 KC | x | 3 | CCHRC ASHP Report 2013 KC | x | 3 | CCHRC ASHP Report 2013 KC | x | 3 | CCHRC ASHP Report 2013 KC | x | 3 | CCHRC ASHP Report 2013 KC | x | 3 | CCHRC ASHP Report 2013 KC | x | 3 | CCHRC ASHP Report 2013 KC | x | 3 | CCHRC ASHP Report 2013 KC | x | 3 | CCHRC ASHP Report 2013 KC | x | 3 | CCHRC ASHP Report 2013 KC | x | 3 | CCHRC ASHP Report 2013 KC | x | 3 | CCHRC ASHP Report 2013 KC | x | 3 | CCHRC ASHP Report 2013 KC | x | 3 | CCHRC ASHP Report 2013 KC | x | 3 | CCHRC ASHP Report 2013 KC | x | 3 | CCHRC ASHP Report 2013 KC | x | 3 | CCHRC ASHP Report 2013 KC | x | 3 | CCHRC ASHP Report 2013 KC | x | 3 | CCHRC ASHP Report 2013 KC | x | 3 | CCHRC ASHP Report 2013 KC | x | 3 | CCHRC ASHP Report 2013 KC | x | 3 | CCHRC ASHP Report 2013 KC | x | 3 | CCHRC ASHP Report 2013 KC | x | 3 | CCHRC ASHP Report 2013 KC | x | 3 | CCHRC ASHP Report 2013 KC | x | 3 | CCHRC ASHP Report 2013 KC | x | 3 | CCHRC ASHP Report 2013 KC | x | 3 | CCHRC ASHP Report 2013 KC | x | 3 | CCHRC ASHP Report 2013 KC | x | 3 | CCHRC ASHP Report 2013 KC | x | 3 | CCHRC ASHP Report 2013 KC | x | 3 | CCHRC ASHP Report 2013 KC | x | 3 | CCHRC ASHP Report 2013 KC | x | 3 | CCHRC ASHP Report 2013 KC | x | 3 | CCHRC ASHP Report 2013 KC | x | 3 | CCHRC ASHP Report 2013 KC | x | 3 | CCHRC ASHP Report 2013 KC | x | 3 | CCHRC ASHP Report 2013 KC | x | 3 | CCHRC ASHP Report 2013 KC | x | 3 | CCHRC ASHP Report 2013 KC | x | 3 | CCHRC ASHP Report 2013 KC | x | 3 | CCHRC ASHP Report 2013 KC | x | 3 | CCHRC ASHP Report 2013 KC | x | 3 | CCHRC ASHP Report 2013 KC | x | 3 | CCHRC ASHP Report 2013 KC | x | 3 | CCHRC ASHP Report 2013 KC | x | 3 | CCHRC ASHP Report 2013 KC | x | 3 | CCHRC ASHP Report 2013 KC | x | 3 | CCHRC ASHP Report 2013 KC | x | 3 | CCHRC ASHP Report 2013 KC | x | 3 | CCHRC ASHP Report 2013 KC | x | 3 | CCHRC ASHP Report 2013 KC | x | 3 | CCHRC ASHP Report 2013 KC | x | 3 | CCHRC ASHP Report 2013 KC | x | 3 | CCHRC ASHP Report 2013 KC | x | 3 | CCHRC ASHP Report 2013 KC | x | 3 | CCHRC ASHP Report 2013 KC | x | 3 | CCHRC ASHP Report 2013 KC | x | 3 | CCHRC ASHP Report 2013 KC | x | 3 | CCHRC ASHP Report 2013 KC | x | 3 | CCHRC ASHP Report 2013 KC | x | 3 | CCHRC ASHP Report 2013 KC | x | 3 | CCHRC ASHP Report 2013 KC | x | 3 | CCHRC ASHP Report 2013 KC | x | 3 | CCHRC ASHP Report 2013 KC | x | 3 | CCHRC ASHP Report 2013 KC | x | 3 | CCHRC ASHP Report 2013 KC | x | 3 | CCHRC ASHP Report 2013 KC | x | 3 | CCHRC ASHP Report 2013 KC | x | 3 | CCHRC ASHP Report 2013 KC | x | 3 | CCHRC ASHP Report 2013 KC | x | 3 | CCHRC ASHP Report 2013 KC | x | 3 | CCHRC ASHP Report 2013 KC | x | 3 | CCHRC ASHP Report 2013 KC | x | 3 | CCHRC ASHP Report 2013 KC | x | 3 | CCHRC ASHP Report 2013 KC | x | 3 | CCHRC ASHP Report 2013 KC | x | 3 | CCHRC ASHP Report 2013 KC | x | 3 | CCHRC ASHP Report 2013 KC | x | 3 | CCHRC ASHP Report 2013 KC | x | 3 | CCHRC ASHP Report 2013 KC | x | 3 | CCHRC ASHP Report 2013 KC | x | 3 | CCHRC ASHP Report 2013 KC | x | 3 | CCHRC ASHP Report 2013 KC | x | 3 | CCHRC ASHP Report 2013 KC | x | 3 | CCHRC ASHP Report 2013 KC | x | 3 | CCHRC ASHP Report 2013 KC | x | 3 | CCHRC ASHP Report 2013 KC | x | 3 | CCHRC ASHP Report 2013 KC | x | 3 | CCHRC ASHP Report 2013 KC | x | 3 | CCHRC ASHP Report 2013 KC | x | 3 | CCHRC ASHP Report 2013 KC | x | 3 | CCHRC ASHP Report 2013 KC | x | 3 | CCHRC ASHP Report 2013 KC | x | 3 | CCHRC ASHP Report 2013 KC | x | 3 | CCHRC ASHP Report 2013 KC | x | 3 | CCHRC ASHP Report 2013 KC | x | 3 | CCHRC ASHP Report 2013 KC | x | 3 | CCHRC ASHP Report 2013 KC | x | 3 | CCHRC ASHP Report 2013 KC | x | 3 | CCHRC ASHP Report 2013 KC | x | 3 | CCHRC ASHP Report 2013 KC | x | 3 | CCHRC ASHP Report 2013 KC | x | 3 | CCHRC ASHP Report 2013 KC | x | 3 | CCHRC ASHP Report 2013 KC | x | 3 | CCHRC ASHP Report 2013 KC | x | 3 | CCHRC ASHP Report 2013 KC | x | 3 | CCHRC ASHP Report 2013 KC | x | 3 | CCHRC ASHP Report 2013 KC | x | 3 | CCHRC ASHP Report 2013 KC | x | 3 | CCHRC ASHP Report 2013 KC | x | 3 | CCHRC ASHP Report 2013 KC | x | 3 | CCHRC ASHP Report 2013 KC | x | 3 | CCHRC ASHP Report 2013 KC | x | 3 | CCHRC ASHP Report 2013 KC | x | 3 | CCHRC ASHP Report 2013 KC | x | 3 | CCHRC ASHP Report 2013 KC | x | 3 | CCHRC ASHP Report 2013 KC | x | 3 | CCHRC ASHP Report 2013 KC | x | 3 | CCHRC ASHP Report 2013 KC | x | 3 | CCHRC ASHP Report 2013 KC | x | 3 | CCHRC ASHP Report 2013 KC | x | 3 | CCHRC ASHP Report 2013 KC | x | 3 | CCHRC ASHP Report 2013 KC | x | 3 | CCHRC ASHP Report 2013 KC | x | 3 | CCHRC ASHP Report 2013 KC | x | 3 | CCHRC ASHP Report 2013 KC | x | 3 | CCHRC ASHP Report 2013 KC | x | 3 | CCHRC ASHP Report 2013 KC | x | 3 | CCHRC ASHP Report 2013 KC | x | 3 | CCHRC ASHP Report 2013 KC | x | 3 | CCHRC ASHP Report 2013 KC | x | 3 | CCHRC ASHP Report 2013 KC | x | 3 | CCHRC ASHP Report 2013 KC | x | 3 | CCHRC ASHP Report 2013 KC | x | 3 | CCHRC ASHP Report 2013 KC | x | 3 | CCHRC ASHP Report 2013 KC | x | 3 | CCHRC ASHP Report 2013 KC | x | 3 | CCHRC ASHP Report 2013 KC | x | 3 | CCHRC ASHP Report 2013 KC | x | 3 | CCHRC ASHP Report 2013 KC | x | 3 | CCHRC ASHP Report 2013 KC | x | 3 | CCHRC ASHP Report 2013 KC | x | 3 | CCHRC ASHP Report 2013 KC | x | 3 | CCHRC ASHP Report 2013 KC | x | 3 | CCHRC ASHP Report 2013 KC | x | 3 | CCHRC ASHP Report 2013 KC | x | 3 | CCHRC ASHP Report 2013 KC | x | 3 | CCHRC ASHP Report 2013 KC | x | 3 | CCHRC ASHP Report 2013 KC | x | 3 | CCHRC ASHP Report 2013 KC | x | 3 | CCHRC ASHP Report 2013 KC | x | 3 | CCHRC ASHP Report 2013 KC | x | 3 | CCHRC ASHP Report 2013 KC | x | 3 | CCHRC ASHP Report 2013 KC | x | 3 | CCHRC ASHP Report 2013 KC | x | 3 | CCHRC ASHP Report 2013 KC | x | 3 | CCHRC ASHP Report 2013 KC | x | 3 | CCHRC ASHP Report 2013 KC | x | 3 | CCHRC ASHP Report 2013 KC | x | 3 | CCHRC ASHP Report 2013 KC | x | 3 | CCHRC ASHP Report 2013 KC | x | 3 | CCHRC ASHP Report 2013 KC | x | 3 | CCHRC ASHP Report 2013 KC | x | 3 | CCHRC ASHP Report 2013 KC | x | 3 | CCHRC ASHP Report 2013 KC | x | 3 | CCHRC ASHP Report 2013 KC | x | 3 | CCHRC ASHP Report 2013 KC | x | 3 | CCHRC ASHP Report 2013 KC | x | 3 | CCHRC ASHP Report 2013 KC | x | 3 | CCHRC ASHP Report 2013 KC | x | 3 | CCHRC ASHP Report 2013 KC | x | 3 | CCHRC ASHP Report 2013 KC | x | 3 | CCHRC ASHP Report 2013 KC | x | 3 | CCHRC ASHP Report 2013 KC | x | 3 | CCHRC ASHP Report 2013 KC | x | 3 | CCHRC ASHP Report 2013 KC | x | 3 | CCHRC ASHP Report 2013 KC | x | 3 | CCHRC ASHP Report 2013 KC | x | 3 | CCHRC ASHP Report 2013 KC | x | 3 | CCHRC ASHP Report 2013 KC | x | 3 | CCHRC ASHP Report 2013 KC | x | 3 | CCHRC ASHP Report 2013 KC | x | 3 | CCHRC ASHP Report 2013 KC | x | 3 | CCHRC ASHP Report 2013 KC | x | 3 | CCHRC ASHP Report 2013 KC | x | 3 | CCHRC ASHP Report 2013 KC | x | 3 | CCHRC ASHP Report 2013 KC | x | 3 | CCHRC ASHP Report 2013 KC | x | 3 | CCHRC ASHP Report 2013 KC | x | 3 | CCHRC ASHP Report 2013 KC | x | 3 | CCHRC ASHP Report 2013 KC | x | 3 | CCHRC ASHP Report 2013 KC | x | 3 | CCHRC ASHP Report 2013 KC | x | 3 | CCHRC ASHP Report 2013 KC | x | 3 | CCHRC ASHP Report 2013 KC | x | 3 | CCHRC ASHP Report 2013 KC | x | 3 | CCHRC ASHP Report 2013 KC | x | 3 | CCHRC ASHP Report 2013 KC | x | 3 | CCHRC ASHP Report 2013 KC | x | 3 | CCHRC ASHP Report 2013 KC | x | 3 | CCHRC ASHP Report 2013 KC | x | 3 | CCHRC ASHP Report 2013 KC | x | 3 | CCHRC ASHP Report 2013 KC | x | 3 | CCHRC ASHP Report 2013 KC | x | 3 | CCHRC ASHP Report 2013 KC | x | 3 | CCHRC ASHP Report 2013 KC | x | 3 | CCHRC ASHP Report 2013 KC | x | 3 | CCHRC ASHP Report 2013 KC | x | 3 | CCHRC ASHP Report 2013 KC | x | 3 | CCHRC ASHP Report 2013 KC | x | 3 | CCHRC ASHP Report 2013 KC | x | 3 | CCHRC ASHP Report 2013 KC | x | 3 | CCHRC ASHP Report 2013 KC | x | 3 | CCHRC ASHP Report 2013 KC | x | 3 | CCHRC ASHP Report 2013 KC | x | 3 | CCHRC ASHP Report 2013 KC | x | 3 | CCHRC ASHP Report 2013 KC | x | 3 | CCHRC ASHP Report 2013 KC | x | 3 | CCHRC ASHP Report 2013 KC | x | 3 | CCHRC ASHP Report 2013 KC | x | 3 | CCHRC ASHP Report 2013 KC | x | 3 | CCHRC ASHP Report 2013 KC | x | 3 | CCHRC ASHP Report 2013 KC | x | 3 | CCHRC ASHP Report 2013 KC | x | 3 | CCHRC ASHP Report 2013 KC | x | 3 | CCHRC ASHP Report 2013 KC | x | 3 | CCHRC ASHP Report 2013 KC | x | 3 | CCHRC ASHP Report 2013 KC | x | 3 | CCHRC ASHP Report 2013 KC | x | 3 | CCHRC ASHP Report 2013 KC | x | 3 | CCHRC ASHP Report 2013 KC | x | 3 | CCHRC ASHP Report 2013 KC | x | 3 | CCHRC ASHP Report 2013 KC | x | 3 | CCHRC ASHP Report 2013 KC | x | 3 | CCHRC ASHP Report 2013 KC | x | 3 | CCHRC ASHP Report 2013 KC | x | 3 | CCHRC ASHP Report 2013 KC | x | 3 | CCHRC ASHP Report 2013 KC | x | 3 | CCHRC ASHP Report 2013 KC | x | 3 | CCHRC ASHP Report 2013 KC | x | 3 | CCHRC ASHP Report 2013 KC | x | 3 | CCHRC ASHP Report 2013 KC | x | 3 | CCHRC ASHP Report 2013 KC | x | 3 | CCHRC ASHP Report 2013 KC | x | 3 | CCHRC ASHP Report 2013 KC | x | 3 | CCHRC ASHP Report 2013 KC | x | 3 | CCHRC ASHP Report 2013 KC | x | 3 | CCHRC ASHP Report 2013 KC | x | 3 | CCHRC ASHP Report 2013 KC | x | 3 | CCHRC ASHP Report 2013 KC | x | 3 | CCHRC ASHP Report 2013 KC | x | 3 | CCHRC ASHP Report 2013 KC | x | 3 | CCHRC ASHP Report 2013 KC | x | 3 | CCHRC ASHP Report 2013 KC | x | 3 | CCHRC ASHP Report 2013 KC | x | 3 | CCHRC ASHP Report 2013 KC | x | 3 | CCHRC ASHP Report 2013 KC | x | 3 | CCHRC ASHP Report 2013 KC | x | 3 | CCHRC ASHP Report 2013 KC | x | 3 | CCHRC ASHP Report 2013 KC | x | 3 | CCHRC ASHP Report 2013 KC | x | 3 | CCHRC ASHP Report 2013 KC | x | 3 | CCHRC ASHP Report 2013 KC | x | 3 | CCHRC ASHP Report 2013 KC | x | 3 | CCHRC ASHP Report 2013 KC | x | 3 | CCHRC ASHP Report 2013 KC | x | 3 | CCHRC ASHP Report 2013 KC | x | 3 | CCHRC ASHP Report 2013 KC | x | 3 | CCHRC ASHP Report 2013 KC | x | 3 | CCHRC ASHP Report 2013 KC | x | 3 | CCHRC ASHP Report 2013 KC | x | 3 | CCHRC ASHP Report 2013 KC | x | 3 | CCHRC ASHP Report 2013 KC | x | 3 | CCHRC ASHP Report 2013 KC | x | 3 | CCHRC ASHP Report 2013 KC | x | 3 | CCHRC ASHP Report 2013 KC | x | 3 | CCHRC ASHP Report 2013 KC | x | 3 | CCHRC ASHP Report 2013 KC | x | 3 | CCHRC ASHP Report 2013 KC | x | 3 | CCHRC ASHP Report 2013 KC | x | 3 | CCHRC ASHP Report 2013 KC | x | 3 | CCHRC ASHP Report 2013 KC | x | 3 | CCHRC ASHP Report 2013 KC | x | 3 | CCHRC ASHP Report 2013 KC | x | 3 | CCHRC ASHP Report 2013 KC | x | 3 | CCHRC ASHP Report 2013 KC | x | 3 | CCHRC ASHP Report 2013 KC | x | 3 | CCHRC ASHP Report 2013 KC | x | 3 | CCHRC ASHP Report 2013 KC | x | 3 | CCHRC ASHP Report 2013 KC | x | 3 | CCHRC ASHP Report 2013 KC | x | 3 | CCHRC ASHP Report 2013 KC | x | 3 | CCHRC ASHP Report 2013 KC | x | 3 | CCHRC ASHP Report 2013 KC | x | 3 | CCHRC ASHP Report 2013 KC | x | 3 | CCHRC ASHP Report 2013 KC | x | 3 | CCHRC ASHP Report 2013 KC | x | 3 | CCHRC ASHP Report 2013 KC | x | 3 | CCHRC ASHP Report 2013 KC | x | 3 | CCHRC ASHP Report 2013 KC | x | 3 | CCHRC ASHP Report 2013 KC | x | 3 | CCHRC ASHP Report 2013 KC | x | 3 | CCHRC ASHP Report 2013 KC | x | 3 | CCHRC ASHP Report 2013 KC | x | 3 | CCHRC ASHP Report 2013 KC | x | 3 | CCHRC ASHP Report 2013 KC | x | 3 | CCHRC ASHP Report 2013 KC | x | 3 | CCHRC ASHP Report 2013 KC | x | 3 | CCHRC ASHP Report 2013 KC | x | 3 | CCHRC ASHP Report 2013 KC | x | 3 | CCHRC ASHP Report 2013 KC | x | 3 | CCHRC ASHP Report 2013 KC | x | 3 | CCHRC ASHP Report 2013 KC | x | 3 | CCHRC ASHP Report 2013 KC | x | 3 | CCHRC ASHP Report 2013 KC | x | 3 | CCHRC ASHP Report 2013 KC | x | 3 | CCHRC ASHP Report 2013 KC | x | 3 | CCHRC ASHP Report 2013 KC | x | 3 | CCHRC ASHP Report 2013 KC | x | 3 | CCHRC ASHP Report 2013 KC | x | 3 | CCHRC ASHP Report 2013 KC | x | 3 | CCHRC ASHP Report 2013 KC | x | 3 | CCHRC ASHP Report 2013 KC | x | 3 | CCHRC ASHP Report 2013 KC | x | 3 | CCHRC ASHP Report 2013 KC | x | 3 | CCHRC ASHP Report 2013 KC | x | 3 | CCHRC ASHP Report 2013 KC | x | 3 | CCHRC ASHP Report 2013 KC | x | 3 | CCHRC ASHP Report 2013 KC | x | 3 | CCHRC ASHP Report 2013 KC | x | 3 | CCHRC ASHP Report 2013 KC | x | 3 | CCHRC ASHP Report 2013 KC | x | 3 | CCHRC ASHP Report 2013 KC | x | 3 | CCHRC ASHP Report 2013 KC | x | 3 | CCHRC ASHP Report 2013 KC | x | 3 | CCHRC ASHP Report 2013 KC | x | 3 | CCHRC ASHP Report 2013 KC | x | 3 | CCHRC ASHP Report 2013 KC | x | 3 | CCHRC ASHP Report 2013 KC | x | 3 | CCHRC ASHP Report 2013 KC | x | 3 | CCHRC ASHP Report 2013 KC | x | 3 | CCHRC ASHP Report 2013 KC | x | 3 | CCHRC ASHP Report 2013 KC | x | 3 | CCHRC ASHP Report 2013 KC | x | 3 | CCHRC ASHP Report 2013 KC | x | 3 | CCHRC ASHP Report 2013 KC | x | 3 | CCHRC ASHP Report 2013 KC | x | 3 | CCHRC ASHP Report 2013 KC | x | 3 | CCHRC ASHP Report 2013 KC | x | 3 | CCHRC ASHP Report 2013 KC | x | 3 | CCHRC ASHP Report 2013 KC | x | 3 | CCHRC ASHP Report 2013 KC | x | 3 | CCHRC ASHP Report 2013 KC | x | 3 | CCHRC ASHP Report 2013 KC | x | 3 | CCHRC ASHP Report 2013 KC | x | 3 | CCHRC ASHP Report 2013 KC | x | 3 | CCHRC ASHP Report 2013 KC | x | 3 | CCHRC ASHP Report 2013 KC | x | 3 | CCHRC ASHP Report 2013 KC | x | 3 | CCHRC ASHP Report 2013 KC | x | 3 | CCHRC ASHP Report 2013 KC | x | 3 | CCHRC ASHP Report 2013 KC | x | 3 | CCHRC ASHP Report 2013 KC | x | 3 | CCHRC ASHP Report 2013 KC | x | 3 | CCHRC ASHP Report 2013 KC | x | 3 | CCHRC ASHP Report 2013 KC | x | 3 | CCHRC ASHP Report 2013 KC | x | 3 | CCHRC ASHP Report 2013 KC | x | 3 | CCHRC ASHP Report 2013 KC | x | 3 | CCHRC ASHP Report 2013 KC | x | 3 | CCHRC ASHP Report 2013 KC | x | 3 | CCHRC ASHP Report 2013 KC | x | 3 | CCHRC ASHP Report 2013 KC | x | 3 | CCHRC ASHP Report 2013 KC | x | 3 | CCHRC ASHP Report 2013 KC | x | 3 | CCHRC ASHP Report 2013 KC | x | 3 | CCHRC ASHP Report 2013 KC | x | 3 | CCHRC ASHP Report 2013 KC | x | 3 | CCHRC ASHP Report 2013 KC | x | 3 | CCHRC ASHP Report 2013 KC | x | 3 | CCHRC ASHP Report 2013 KC | x | 3 | CCHRC ASHP Report 2013 KC | x | 3 | CCHRC ASHP Report 2013 KC | x | 3 | CCHRC ASHP Report 2013 KC | x | 3 | CCHRC ASHP Report 2013 KC | x | 3 | CCHRC ASHP Report 2013 KC | x | 3 | CCHRC ASHP Report 2013 KC | x | 3 | CCHRC ASHP Report 2013 KC | x | 3 | CCHRC ASHP Report 2013 KC | x | 3 | CCHRC ASHP Report 2013 KC | x | 3 | CCHRC ASHP Report 2013 KC | x | 3 | CCHRC ASHP Report 2013 KC | x | 3 | CCHRC ASHP Report 2013 KC | x | 3 | CCHRC ASHP Report 2013 KC | x | 3 | CCHRC ASHP Report 2013 KC | x | 3 | CCHRC ASHP Report 2013 KC | x | 3 | CCHRC ASHP Report 2013 KC | x | 3 | CCHRC ASHP Report 2013 KC | x | 3 | CCHRC ASHP Report 2013 KC | x | 3 | CCHRC ASHP Report 2013 KC | x | 3 | CCHRC ASHP Report 2013 KC | x | 3 | CCHRC ASHP Report 2013 KC | x | 3 | CCHRC ASHP Report 2013 KC | x | 3 | CCHRC ASHP Report 2013 KC | x | 3 | CCHRC ASHP Report 2013 KC | x | 3 | CCHRC ASHP Report 2013 KC | x | 3 | CCHRC ASHP Report 2013 KC | x | 3 | CCHRC ASHP Report 2013 KC | x | 3 | CCHRC ASHP Report 2013 KC | x | 3 | CCHRC ASHP Report 2013 KC | x | 3 | CCHRC ASHP Report 2013 KC | x | 3 | CCHRC ASHP Report 2013 KC | x | 3 | CCHRC ASHP Report 2013 KC | x | 3 | CCHRC ASHP Report 2013 KC | x | 3 | CCHRC ASHP Report 2013 KC | x | 3 | CCHRC ASHP Report 2013 KC | x | 3 | CCHRC ASHP Report 2013 KC | x | 3 | CCHRC ASHP Report 2013 KC | x | 3 | CCHRC ASHP Report 2013 KC | x | 3 | CCHRC ASHP Report 2013 KC | x | 3 | CCHRC ASHP Report 2013 KC | x | 3 | CCHRC ASHP Report 2013 KC | x | 3 | CCHRC ASHP Report 2013 KC | x | 3 | CCHRC ASHP Report 2013 KC | x | 3 | CCHRC ASHP Report 2013 KC | x | 3 | CCHRC ASHP Report 2013 KC | x | 3 | CCHRC ASHP Report 2013 KC | x | 3 | CCHRC ASHP Report 2013 KC | x | 3 | CCHRC ASHP Report 2013 KC | x | 3 | CCHRC ASHP Report 2013 KC | x | 3 | CCHRC ASHP Report 2013 KC | x | 3 | CCHRC ASHP Report 2013 KC | x | 3 | CCHRC ASHP Report 2013 KC | x | 3 | CCHRC ASHP Report 2013 KC | x | 3 | CCHRC ASHP Report 2013 KC | x | 3 | CCHRC ASHP Report 2013 KC | x | 3 | CCHRC ASHP Report 2013 KC | x | 3 | CCHRC ASHP Report 2013 KC | x | 3 | CCHRC ASHP Report 2013 KC | x | 3 | CCHRC ASHP Report 2013 KC | x | 3 | CCHRC ASHP Report 2013 KC | x | 3 | CCHRC ASHP Report 2013 KC | x | 3 | CCHRC ASHP Report 2013 KC | x | 3 | CCHRC ASHP Report 2013 KC | x | 3 | CCHRC ASHP Report 2013 KC | x | 3 | CCHRC ASHP Report 2013 KC | x | 3 | CCHRC ASHP Report 2013 KC | x | 3 | CCHRC ASHP Report 2013 KC | x | 3 | CCHRC ASHP Report 2013 KC | x | 3 | CCHRC ASHP Report 2013 KC | x | 3 | CCHRC ASHP Report 2013 KC | x | 3 | CCHRC ASHP Report 2013 KC | x | 3 | CCHRC ASHP Report 2013 KC | x | 3 | CCHRC ASHP Report 2013 KC | x | 3 | CCHRC ASHP Report 2013 KC | x | 3 | CCHRC ASHP Report 2013 KC | x | 3 | CCHRC ASHP Report 2013 KC | x | 3 | CCHRC ASHP Report 2013 KC | x | 3 | CCHRC ASHP Report 2013 KC | x | 3 | CCHRC ASHP Report 2013 KC | x | 3 | CCHRC ASHP Report 2013 KC | x | 3 | CCHRC ASHP Report 2013 KC | x | 3 | CCHRC ASHP Report 2013 KC | x | 3 | CCHRC ASHP Report 2013 KC | x | 3 | CCHRC ASHP Report 2013 KC | x | 3 | CCHRC ASHP Report 2013 KC | x | 3 | CCHRC ASHP Report 2013 KC | x | 3 | CCHRC ASHP Report 2013 KC | x | 3 | CCHRC ASHP Report 2013 KC | x | 3 | CCHRC ASHP Report 2013 KC | x | 3 | CCHRC ASHP Report 2013 KC | x | 3 | CCHRC ASHP Report 2013 KC | x | 3 | CCHRC ASHP Report 2013 KC | x | 3 | CCHRC ASHP Report 2013 KC | x | 3 | CCHRC ASHP Report 2013 KC | x | 3 | CCHRC ASHP Report 2013 KC | x | 3 | CCHRC ASHP Report 2013 KC | x | 3 | CCHRC ASHP Report 2013 KC | x | 3 | CCHRC ASHP Report 2013 KC | x | 3 | CCHRC ASHP Report 2013 KC | x | 3 | CCHRC ASHP Report 2013 KC | x | 3 | CCHRC ASHP Report 2013 KC | x | 3 | CCHRC ASHP Report 2013 KC | x | 3 | CCHRC ASHP Report 2013 KC | x | 3 | CCHRC ASHP Report 2013 KC | x | 3 | CCHRC ASHP Report 2013 KC | x | 3 | CCHRC ASHP Report 2013 KC | x | 3 | CCHRC ASHP Report 2013 KC | x | 3 | CCHRC ASHP Report 2013 KC | x | 3 | CCHRC ASHP Report 2013 KC | x | 3 | CCHRC ASHP Report 2013 KC | x | 3 | CCHRC ASHP Report 2013 KC | x | 3 | CCHRC ASHP Report 2013 KC | x | 3 | CCHRC ASHP Report 2013 KC | x | 3 | CCHRC ASHP Report 2013 KC | x | 3 | CCHRC ASHP Report 2013 KC | x | 3 | CCHRC ASHP Report 2013 KC | x | 3 | CCHRC ASHP Report 2013 KC | x | 3 | CCHRC ASHP Report 2013 KC | x | 3 | CCHRC ASHP Report 2013 KC | x | 3 | CCHRC ASHP Report 2013 KC | x | 3 | CCHRC ASHP Report 2013 KC | x | 3 | CCHRC ASHP Report 2013 KC | x | 3 | CCHRC ASHP Report 2013 KC | x | 3 | CCHRC ASHP Report 2013 KC | x | 3 | CCHRC ASHP Report 2013 KC | x | 3 | CCHRC ASHP Report 2013 KC | x | 3 | CCHRC ASHP Report 2013 KC | x | 3 | CCHRC ASHP Report 2013 KC | x | 3 | CCHRC ASHP Report 2013 KC | x | 3 | CCHRC ASHP Report 2013 KC | x | 3 | CCHRC ASHP Report 2013 KC | x | 3 | CCHRC ASHP Report 2013 KC | x | 3 | CCHRC ASHP Report 2013 KC | x | 3 | CCHRC ASHP Report 2013 KC | x | 3 | CCHRC ASHP Report 2013 KC | x | 3 | CCHRC ASHP Report 2013 KC | x | 3 | CCHRC ASHP Report 2013 KC | x | 3 | CCHRC ASHP Report 2013 KC | x | 3 | CCHRC ASHP Report 2013 KC | x | 3 | CCHRC ASHP Report 2013 KC | x | 3 | CCHRC ASHP Report 2013 KC | x | 3 | CCHRC ASHP Report 2013 KC | x | 3 | CCHRC ASHP Report 2013 KC | x | 3 | CCHRC ASHP Report 2013 KC | x | 3 | CCHRC ASHP Report 2013 KC | x | 3 | CCHRC ASHP Report 2013 KC | x | 3 | CCHRC ASHP Report 2013 KC | x | 3 | CCHRC ASHP Report 2013 KC | x | 3 | CCHRC ASHP Report 2013 KC | x | 3 | CCHRC ASHP Report 2013 KC | x | 3 | CCHRC ASHP Report 2013 KC | x | 3 | CCHRC ASHP Report 2013 KC | x | 3 | CCHRC ASHP Report 2013 KC | x | 3 | CCHRC ASHP Report 2013 KC | x | 3 | CCHRC ASHP Report 2013 KC | x | 3 | CCHRC ASHP Report 2013 KC | x | 3 | CCHRC ASHP Report 2013 KC | x | 3 | CCHRC ASHP Report 2013 KC | x | 3 | CCHRC ASHP Report 2013 KC | x | 3 | CCHRC ASHP Report 2013 KC | x | 3 | CCHRC ASHP Report 2013 KC | x | 3 | CCHRC ASHP Report 2013 KC | x | 3 | CCHRC ASHP Report 2013 KC | x | 3 | CCHRC ASHP Report 2013 KC | x | 3 | CCHRC ASHP Report 2013 KC | x | 3 | CCHRC ASHP Report 2013 KC | x | 3 | CCHRC ASHP Report 2013 KC | x | 3 | CCHRC ASHP Report 2013 KC | x | 3 | CCHRC ASHP Report 2013 KC | x | 3 | CCHRC ASHP Report 2013 KC | x | 3 | CCHRC ASHP Report 2013 KC | x | 3 | CCHRC ASHP Report 2013 KC | x | 3 | CCHRC ASHP Report 2013 KC | x | 3 | CCHRC ASHP Report 2013 KC | x | 3 | CCHRC ASHP Report 2013 KC | x | 3 | CCHRC ASHP Report 2013 KC | x | 3 | CCHRC ASHP Report 2013 KC | x | 3 | CCHRC ASHP Report 2013 KC | x | 3 | CCHRC ASHP Report 2013 KC | x | 3 | CCHRC ASHP Report 2013 KC | x | 3 | CCHRC ASHP Report 2013 KC | x | 3 | CCHRC ASHP Report 2013 KC | x | 3 | CCHRC ASHP Report 2013 KC | x | 3 | CCHRC ASHP Report 2013 KC | x | 3 | CCHRC ASHP Report 2013 KC | x | 3 | CCHRC ASHP Report 2013 KC | x | 3 | CCHRC ASHP Report 2013 KC | x | 3 | CCHRC ASHP Report 2013 KC | x | 3 | CCHRC ASHP Report 2013 KC | x | 3 | CCHRC ASHP Report 2013 KC | x | 3 | CCHRC ASHP Report 2013 KC | x | 3 | CCHRC ASHP Report 2013 KC | x | 3 | CCHRC ASHP Report 2013 KC | x | 3 | CCHRC ASHP Report 2013 KC | x | 3 | CCHRC ASHP Report 2013 KC | x | 3 | CCHRC ASHP Report 2013 KC | x | 3 | CCHRC ASHP Report 2013 KC | x | 3 | CCHRC ASHP Report 2013 KC | x | 3 | CCHRC ASHP Report 2013 KC | x | 3 | CCHRC ASHP Report 2013 KC | x | 3 | CCHRC ASHP Report 2013 KC | x | 3 | CCHRC ASHP Report 2013 KC | x | 3 | CCHRC ASHP Report 2013 KC | x | 3 | CCHRC ASHP Report 2013 KC | x | 3 | CCHRC ASHP Report 2013 KC | x | 3 | CCHRC ASHP Report 2013 KC | x | 3 | CCHRC ASHP Report 2013 KC | x | 3 | CCHRC ASHP Report 2013 KC | x | 3 | CCHRC ASHP Report 2013 KC | x | 3 | CCHRC ASHP Report 2013 KC | x | 3 | CCHRC ASHP Report 2013 KC | x | 3 | CCHRC ASHP Report 2013 KC | x | 3 | CCHRC ASHP Report 2013 KC | x | 3 | CCHRC ASHP Report 2013 KC | x | 3 | CCHRC ASHP Report 2013 KC | x | 3 | CCHRC ASHP Report 2013 KC | x | 3 | CCHRC ASHP Report 2013 KC | x | 3 | CCHRC ASHP Report 2013 KC | x | 3 | CCHRC ASHP Report 2013 KC | x | 3 | CCHRC ASHP Report 2013 KC | x | 3 | CCHRC ASHP Report 2013 KC | x | 3 | CCHRC ASHP Report 2013 KC | x | 3 | CCHRC ASHP Report 2013 KC | x | 3 | CCHRC ASHP Report 2013 KC | x | 3 | CCHRC ASHP Report 2013 KC | x | 3 | CCHRC ASHP Report 2013 KC | x | 3 | CCHRC ASHP Report 2013 KC | x | 3 | CCHRC ASHP Report 2013 KC | x | 3 | CCHRC ASHP Report 2013 KC | x | 3 | CCHRC ASHP Report 2013 KC | x | 3 | CCHRC ASHP Report 2013 KC | x | 3 | CCHRC ASHP Report 2013 KC | x | 3 | CCHRC ASHP Report 2013 KC | x | 3 | CCHRC ASHP Report 2013 KC | x | 3 | CCHRC ASHP Report 2013 KC | x | 3 | CCHRC ASHP Report 2013 KC | x | 3 | CCHRC ASHP Report 2013 KC | x | 3 | CCHRC ASHP Report 2013 KC | x | 3 | CCHRC ASHP Report 2013 KC | x | 3 | CCHRC ASHP Report 2013 KC | x | 3 | CCHRC ASHP Report 2013 KC | x | 3 | CCHRC ASHP Report 2013 KC | x | 3 | CCHRC ASHP Report 2013 KC | x | 3 | CCHRC ASHP Report 2013 KC | x | 3 | CCHRC ASHP Report 2013 KC | x | 3 | CCHRC ASHP Report 2013 KC | x | 3 | CCHRC ASHP Report 2013 KC | x | 3 | CCHRC ASHP Report 2013 KC | x | 3 | CCHRC ASHP Report 2013 KC | x | 3 | CCHRC ASHP Report 2013 KC | x | 3 | CCHRC ASHP Report 2013 KC | x | 3 | CCHRC ASHP Report 2013 KC | x | 3 | CCHRC ASHP Report 2013 KC | x | 3 | CCHRC ASHP Report 2013 KC | x | 3 | CCHRC ASHP Report 2013 KC | x | 3 | CCHRC ASHP Report 2013 KC | x | 3 | CCHRC ASHP Report 2013 KC | x | 3 | CCHRC ASHP Report 2013 KC | x | 3 | CCHRC ASHP Report 2013 KC | x | 3 | CCHRC ASHP Report 2013 KC | x | 3 | CCHRC ASHP Report 2013 KC | x | 3 | CCHRC ASHP Report 2013 KC | x | 3 | CCHRC ASHP Report 2013 KC | x | 3 | CCHRC ASHP Report 2013 KC | x | 3 | CCHRC ASHP Report 2013 KC | x | 3 | CCHRC ASHP Report 2013 KC | x | 3 | CCHRC ASHP Report 2013 KC | x | 3 | CCHRC ASHP Report 2013 KC | x | 3 | CCHRC ASHP Report 2013 KC | x | 3 | CCHRC ASHP Report 2013 KC | x | 3 | CCHRC ASHP Report 2013 KC | x | 3 | CCHRC ASHP Report 2013 KC | x | 3 | CCHRC ASHP Report 2013 KC | x | 3 | CCHRC ASHP Report 2013 KC | x | 3 | CCHRC ASHP Report 2013 KC | x | 3 | CCHRC ASHP Report 2013 KC | x | 3 | CCHRC ASHP Report 2013 KC | x | 3 | CCHRC ASHP Report 2013 KC | x | 3 | CCHRC ASHP Report 2013 KC | x | 3 | CCHRC ASHP Report 2013 KC | x | 3 | CCHRC ASHP Report 2013 KC | x | 3 | CCHRC ASHP Report 2013 KC | x | 3 | CCHRC ASHP Report 2013 KC | x | 3 | CCHRC ASHP Report 2013 KC | x | 3 | CCHRC ASHP Report 2013 KC | x | 3 | CCHRC ASHP Report 2013 KC | x | 3 | CCHRC ASHP Report 2013 KC | x | 3 | CCHRC ASHP Report 2013 KC | x | 3 | CCHRC ASHP Report 2013 KC | x | 3 | CCHRC ASHP Report 2013 KC | x | 3 | CCHRC ASHP Report 2013 KC | x | 3 | CCHRC ASHP Report 2013 KC | x | 3 | CCHRC ASHP Report 2013 KC | x | 3 | CCHRC ASHP Report 2013 KC | x | 3 | CCHRC ASHP Report 2013 KC | x | 3 | CCHRC ASHP Report 2013 KC | x | 3 | CCHRC ASHP Report 2013 KC | x | 3 | CCHRC ASHP Report 2013 KC | x | 3 | CCHRC ASHP Report 2013 KC | x | 3 | CCHRC ASHP Report 2013 KC | x | 3 | CCHRC ASHP Report 2013 KC | x | 3 | CCHRC ASHP Report 2013 KC | x | 3 | CCHRC ASHP Report 2013 KC | x | 3 | CCHRC ASHP Report 2013 KC | x | 3 | CCHRC ASHP Report 2013 KC | x | 3 | CCHRC ASHP Report 2013 KC | x | 3 | CCHRC ASHP Report 2013 KC | x | 3 | CCHRC ASHP Report 2013 KC | x | 3 | CCHRC ASHP Report 2013 KC | x | 3 | CCHRC ASHP Report 2013 KC | x | 3 | CCHRC ASHP Report 2013 KC | x | 3 | CCHRC ASHP Report 2013 KC | x | 3 | CCHRC ASHP Report 2013 KC | x | 3 | CCHRC ASHP Report 2013 KC | x | 3 | CCHRC ASHP Report 2013 KC | x | 3 | CCHRC ASHP Report 2013 KC | x | 3 | CCHRC ASHP Report 2013 KC | x | 3 | CCHRC ASHP Report 2013 KC | x | 3 | CCHRC ASHP Report 2013 KC | x | 3 | CCHRC ASHP Report 2013 KC | x | 3 | CCHRC ASHP Report 2013 KC | x | 3 | CCHRC ASHP Report 2013 KC | x | 3 | CCHRC ASHP Report 2013 KC | x | 3 | CCHRC ASHP Report 2013 KC | x | 3 | CCHRC ASHP Report 2013 KC | x | 3 | CCHRC ASHP Report 2013 KC | x | 3 | CCHRC ASHP Report 2013 KC | x | 3 | CCHRC ASHP Report 2013 KC | x | 3 | CCHRC ASHP Report 2013 KC | x | 3 | CCHRC ASHP Report 2013 KC | x | 3 | CCHRC ASHP Report 2013 KC | x | 3 | CCHRC ASHP Report 2013 KC | x | 3 | CCHRC ASHP Report 2013 KC | x | 3 | CCHRC ASHP Report 2013 KC | x | 3 | CCHRC ASHP Report 2013 KC | x | 3 | CCHRC ASHP Report 2013 KC | x | 3 | CCHRC ASHP Report 2013 KC | x | 3 | CCHRC ASHP Report 2013 KC | x | 3 | CCHRC ASHP Report 2013 KC | x | 3 | CCHRC ASHP Report 2013 KC | x | 3 | CCHRC ASHP Report 2013 KC | x | 3 | CCHRC ASHP Report 2013 KC | x | 3 | CCHRC ASHP Report 2013 KC | x | 3 | CCHRC ASHP Report 2013 KC | x | 3 | CCHRC ASHP Report 2013 KC | x | 3 | CCHRC ASHP Report 2013 KC | x | 3 | CCHRC ASHP Report 2013 KC | x | 3 | CCHRC ASHP Report 2013 KC | x | 3 | CCHRC ASHP Report 2013 KC | x | 3 | CCHRC ASHP Report 2013 KC | x | 3 | CCHRC ASHP Report 2013 KC | x | 3 | CCHRC ASHP Report 2013 KC | x | 3 | CCHRC ASHP Report 2013 KC | x | 3 | CCHRC ASHP Report 2013 KC | x | 3 | CCHRC ASHP Report 2013 KC | x | 3 | CCHRC ASHP Report 2013 KC | x | 3 | CCHRC ASHP Report 2013 KC | x | 3 | CCHRC ASHP Report 2013 KC | x | 3 | CCHRC ASHP Report 2013 KC | x | 3 | CCHRC ASHP Report 2013 KC | x | 3 | CCHRC ASHP Report 2013 KC | x | 3 | CCHRC ASHP Report 2013 KC | x | 3 | CCHRC ASHP Report 2013 KC | x | 3 | CCHRC ASHP Report 2013 KC | x | 3 | CCHRC ASHP Report 2013 KC | x | 3 | CCHRC ASHP Report 2013 KC | x | 3 | CCHRC ASHP Report 2013 KC | x | 3 | CCHRC ASHP Report 2013 KC | x | 3 | CCHRC ASHP Report 2013 KC | x | 3 | CCHRC ASHP Report 2013 KC | x | 3 | CCHRC ASHP Report 2013 KC | x | 3 | CCHRC ASHP Report 2013 KC | x | 3 | CCHRC ASHP Report 2013 KC | x | 3 | CCHRC ASHP Report 2013 KC | x | 3 | CCHRC ASHP Report 2013 KC | x | 3 | CCHRC ASHP Report 2013 KC | x | 3 | CCHRC ASHP Report 2013 KC | x | 3 | CCHRC ASHP Report 2013 KC | x | 3 | CCHRC ASHP Report 2013 KC | x | 3 | CCHRC ASHP Report 2013 KC | x | 3 | CCHRC ASHP Report 2013 KC | x | 3 | CCHRC ASHP Report 2013 KC | x | 3 | CCHRC ASHP Report 2013 KC | x | 3 | CCHRC ASHP Report 2013 KC | x | 3 | CCHRC ASHP Report 2013 KC | x | 3 | CCHRC ASHP Report 2013 KC | x | 3 | CCHRC ASHP Report 2013 KC | x | 3 | CCHRC ASHP Report 2013 KC | x | 3 | CCHRC ASHP Report 2013 KC | x | 3 | CCHRC ASHP Report 2013 KC | x | 3 | CCHRC ASHP Report 2013 KC | x | 3 | CCHRC ASHP Report 2013 KC | x | 3 | CCHRC ASHP Report 2013 KC | x | 3 | CCHRC ASHP Report 2013 KC | x | 3 | CCHRC ASHP Report 2013 KC | x | 3 | CCHRC ASHP Report 2013 KC | x | 3 | CCHRC ASHP Report 2013 KC | x | 3 | CCHRC ASHP Report 2013 KC | x | 3 | CCHRC ASHP Report 2013 KC | x | 3 | CCHRC ASHP Report 2013 KC | x | 3 | CCHRC ASHP Report 2013 KC | x | 3 | CCHRC ASHP Report 2013 KC | x | 3 | CCHRC ASHP Report 2013 KC | x | 3 | CCHRC ASHP Report 2013 KC | x | 3 | CCHRC ASHP Report 2013 KC | x | 3 | CCHRC ASHP Report 2013 KC | x | 3 | CCHRC ASHP Report 2013 KC | x | 3 | CCHRC ASHP Report 2013 KC | x | 3 | CCHRC ASHP Report 2013 KC | x | 3 | CCHRC ASHP Report 2013 KC | x | 3 | CCHRC ASHP Report 2013 KC | x | 3 | CCHRC ASHP Report 2013 KC | x | 3 | CCHRC ASHP Report 2013 KC | x | 3 | CCHRC ASHP Report 2013 KC | x | 3 | CCHRC ASHP Report 2013 KC | x | 3 | CCHRC ASHP Report 2013 KC | x | 3 | CCHRC ASHP Report 2013 KC | x | 3 | CCHRC ASHP Report 2013 KC | x | 3 | CCHRC ASHP Report 2013 KC | x | 3 | CCHRC ASHP Report 2013 KC | x | 3 | CCHRC ASHP Report 2013 KC | x | 3 | CCHRC ASHP Report 2013 KC | x | 3 | CCHRC ASHP Report 2013 KC | x | 3 | CCHRC ASHP Report 2013 KC | x | 3 | CCHRC ASHP Report 2013 KC | x | 3 | CCHRC ASHP Report 2013 KC | x | 3 | CCHRC ASHP Report 2013 KC | x | 3 | CCHRC ASHP Report 2013 KC | x | 3 | CCHRC ASHP Report 2013 KC | x | 3 | CCHRC ASHP Report 2013 KC | x | 3 | CCHRC ASHP Report 2013 KC | x | 3 | CCHRC ASHP Report 2013 KC | x | 3 | CCHRC ASHP Report 2013 KC | x | 3 | CCHRC ASHP Report 2013 KC | x | 3 | CCHRC ASHP Report 2013 KC | x | 3 | CCHRC ASHP Report 2013 KC | x | 3 | CCHRC ASHP Report 2013 KC | x | 3 | CCHRC ASHP Report 2013 KC | x | 3 | CCHRC ASHP Report 2013 KC | x | 3 | CCHRC ASHP Report 2013 KC | x | 3 | CCHRC ASHP Report 2013 KC | x | 3 | CCHRC ASHP Report 2013 KC | x | 3 | CCHRC ASHP Report 2013 KC | x | 3 | CCHRC ASHP Report 2013 KC | x | 3 | CCHRC ASHP Report 2013 KC | x | 3 | CCHRC ASHP Report 2013 KC | x | 3 | CCHRC ASHP Report 2013 KC | x | 3 | CCHRC ASHP Report 2013 KC | x | 3 | CCHRC ASHP Report 2013 KC | x | 3 | CCHRC ASHP Report 2013 KC | x | 3 | CCHRC ASHP Report 2013 KC | x | 3 | CCHRC ASHP Report 2013 KC | x | 3 | CCHRC ASHP Report 2013 KC | x | 3 | CCHRC ASHP Report 2013 KC | x | 3 | CCHRC ASHP Report 2013 KC | x | 3 | CCHRC ASHP Report 2013 KC | x | 3 | CCHRC ASHP Report 2013 KC | x | 3 | CCHRC ASHP Report 2013 KC | x | 3 | CCHRC ASHP Report 2013 KC | x | 3 | CCHRC ASHP Report 2013 KC | x | 3 | CCHRC ASHP Report 2013 KC | x | 3 | CCHRC ASHP Report 2013 KC | x | 3 | CCHRC ASHP Report 2013 KC | x | 3 | CCHRC ASHP Report 2013 KC | x | 3 | CCHRC ASHP Report 2013 KC | x | 3 | CCHRC ASHP Report 2013 KC | x | 3 | CCHRC ASHP Report 2013 KC | x | 3 | CCHRC ASHP Report 2013 KC | x | 3 | CCHRC ASHP Report 2013 KC | x | 3 | CCHRC ASHP Report 2013 KC | x | 3 | CCHRC ASHP Report 2013 KC | x | 3 | CCHRC ASHP Report 2013 KC | x | 3 | CCHRC ASHP Report 2013 KC | x | 3 | CCHRC ASHP Report 2013 KC | x | 3 | CCHRC ASHP Report 2013 KC | x | 3 | CCHRC ASHP Report 2013 KC | x | 3 | CCHRC ASHP Report 2013 KC | x | 3 | CCHRC ASHP Report 2013 KC | x | 3 | CCHRC ASHP Report 2013 KC | x | 3 | CCHRC ASHP Report 2013 KC | x | 3 | CCHRC ASHP Report 2013 KC | x | 3 | CCHRC ASHP Report 2013 KC | x | 3 | CCHRC ASHP Report 2013 KC | x | 3 | CCHRC ASHP Report 2013 KC | x | 3 | CCHRC ASHP Report 2013 KC | x | 3 | CCHRC ASHP Report 2013 KC | x | 3 | CCHRC ASHP Report 2013 KC | x | 3 | CCHRC ASHP Report 2013 KC | x | 3 | CCHRC ASHP Report 2013 KC | x | 3 | CCHRC ASHP Report 2013 KC | x | 3 | CCHRC ASHP Report 2013 KC | x | 3 | CCHRC ASHP Report 2013 KC | x | 3 | CCHRC ASHP Report 2013 KC | x | 3 | CCHRC ASHP Report 2013 KC | x | 3 | CCHRC ASHP Report 2013 KC | x | 3 | CCHRC ASHP Report 2013 KC | x | 3 | CCHRC ASHP Report 2013 KC | x | 3 | CCHRC ASHP Report 2013 KC | x | 3 | CCHRC ASHP Report 2013 KC | x | 3 | CCHRC ASHP Report 2013 KC | x | 3 | CCHRC ASHP Report 2013 KC | x | 3 | CCHRC ASHP Report 2013 KC | x | 3 | CCHRC ASHP Report 2013 KC | x | 3 | CCHRC ASHP Report 2013 KC | x | 3 | CCHRC ASHP Report 2013 KC | x | 3 | CCHRC ASHP Report 2013 KC | x | 3 | CCHRC ASHP Report 2013 KC | x | 3 | CCHRC ASHP Report 2013 KC | x | 3 | CCHRC ASHP Report 2013 KC | x | 3 | CCHRC ASHP Report 2013 KC | x | 3 | CCHRC ASHP Report 2013 KC | x | 3 | CCHRC ASHP Report 2013 KC | x | 3 | CCHRC ASHP Report 2013 KC | x | 3 | CCHRC ASHP Report 2013 KC | x | 3 | CCHRC ASHP Report 2013 KC | x | 3 | CCHRC ASHP Report 2013 KC | x | 3 | CCHRC ASHP Report 2013 KC | x | 3 | CCHRC ASHP Report 2013 KC | x | 3 | CCHRC ASHP Report 2013 KC | x | 3 | CCHRC ASHP Report 2013 KC | x | 3 | CCHRC ASHP Report 2013 KC | x | 3 | CCHRC ASHP Report 2013 KC | x | 3 | CCHRC ASHP Report 2013 KC | x | 3 | CCHRC ASHP Report 2013 KC | x | 3 | CCHRC ASHP Report 2013 KC | x | 3 | CCHRC ASHP Report 2013 KC | x | 3 | CCHRC ASHP Report 2013 KC | x | 3 | CCHRC ASHP Report 2013 KC | x | 3 | CCHRC ASHP Report 2013 KC | x | 3 | CCHRC ASHP Report 2013 KC | x | 3 | CCHRC ASHP Report 2013 KC | x | 3 | CCHRC ASHP Report 2013 KC | x | 3 | CCHRC ASHP Report 2013 KC | x | 3 | CCHRC ASHP Report 2013 KC | x | 3 | CCHRC ASHP Report 2013 KC | x | 3 | CCHRC ASHP Report 2013 KC | x | 3 | CCHRC ASHP Report 2013 KC | x | 3 | CCHRC ASHP Report 2013 KC | x | 3 | CCHRC ASHP Report 2013 KC | x
10 | Ductless Heat Pump Impact & Process Evaluation: Billing Analysis Report | x | Billing analysis of 3,621 installations coducted during 2008-2009 of systems installed in DHP pilot program. Confirms heating mode operation through entire winter, does not assess system performance at coldest temperatures. Identifies significant heating contribution from biomass systems affecting overall savings. | -5°F
11 | Ductless Heat Pump Impact & Process Evaluation: Field Metering Report | x | Field metering - 95 installs - 1+year - Cold weather performance was not a goal of the metering study. Metering confirmed heating operation throught the heating season. Individual system performance at 0-20F calculated at 1.8 - 2.4 COP | -5°F
12 | Energy Efficient Heating Options: Pilot Projects and Relevant Studies | x | Based on an NREL laboratory study, Emaine established that experimental test data aligned with manufacturer reported values for the Fujitsu 12RLS and Mitsubishi FE12NA Mini-Split Heat Pump models. C-C models HSPF 10 - Heating performance @ -15F; achieve 1,000 Btu/hr @ -10°F. | -15°F
13 | Efficiency Maine Low Income Multifamily Weatherization Program | x | Field Monitoring/Audit of 130 properties repesenting 2,943 units in Maine. Early 2012-Fall 2013. Minimum operating temperature measured at -5°F. | -5°F
14 | Laboratory Test Report for Fujitsu 12RLS and Mitsubishi FE12NA Mini-Split Heat Pumps | x | Laboratory Test for Fujitsu 12RLS & Mitsubishi FE12NA. The manufacturer-reported heating capacities align with the experimental results and the capacity degradation with colder outdoor temperatures is similar between the reported and laboratory data. Heating capacity at -10F is approximately 70-75% of capacity at 30F. | -10°F
17 | MA Cool Smart (Vol. Ductless Mini-Split Heat Pump Survey Results) | x | Survey of 3,289 participants with various DHP unit types. Question: "How has the DMSHP system in the space performed in terms of heating during extemely cold temperatures, below 15°F? Results: 42% reported sufficient heating, 23% does not provide sufficient heating, 24% have not used in these temperatures, 8% other, 3% don't know. | NA
18 | Final Summary Report for the Ductless Heat Pump Impact and Process Evaluation | x | Field and lab monitoring of ~4,000 Fujitsu 12RLS and Mitsubishi FE12NA in the Pacific Northwest. Both models continue to operate well in cold temperatures (0 to -5F) with the 12RLS showing slightly higher capacity and efficiency. COP of 1.4 - 2 at 0 to -5F | -5°F
20 | EM&V Forum: Primary Research ‒ Ductless Heat Pumps | x | Field Monitoring of 9 DHPs; Central NH; February - September. Extrapolated for full year and weather normalized. Heating to rated low temperature (-18°F); most participants relied on DHPS as a primary heat source through winter. | -18°F
25 | Air Source Heat Pumps in Cold Climate Homes: Expert Meeting Report | x | Field monitoring of DHP data over 24 hours in the Pacific NW, including extremely cold temperatures. COP approximately 1.4 with outdoor temperatures of -10 to -20°; when temperatures rose to near 20°F, COP rose to approximately 1.8. | -20°F
29 | Ductless Heat Pump Impact & Process Evaluation: Lab-Testing Report | x | Skipped, same data as #18 | NA
33 | Mitsubishi System Technologies | x | Laboratory Test for Mitsubishi Models MSZ-FE09NA and MSZ-FE12NA. MSZ-FE09NA showed a 62% heating capacity at -13°F, MSZ-FE12NA showed a 58% heating capacity at -13°F | -13°F
36 | Laboratory Testing of Residential, Variable Speed Heat Pump | x | Not DHP - Indoor lab testing of central HP Carrier Infinity Series - Greenspeed Based on the laboratory data, the variable capacity system operates more efficiently at maximum capacity when exposed to lower outdoor temperatures (7°F) | NA
39 | Ductless Mini-Split Heat Pump Customer Survey Results | x | Survey of 430 COOL SMART DMSHP participants. At extremely cold temperatures (below 15°F), an almost equal number of participants report that their DMSHP provides sufficient heat (43%) to those who report that their unit either does not provide sufficient heating (19%) or that they have not used the DMSHP in these temperatures (25%.) | NA
Overall Summary |  |  | A Combination of laboratory testing, field testing, and end user surveys provide insight into the cold weather performance of DHP's. Field and lab testing has verified performance at cold temperatures ranging from from 20°F to -20°F. More recent models designated for cold climate operation demonstrated the best performance at the lowest temperatures. Laboratory tests of Fujitsu 12RLS and Mitsubishi FE12NA Mini-Split Heat Pump models in cold climates closeley match with model specifications. No systems were found undable to operate at their lowest rated temperatures. In the PNW, studies, most participants relied on electric resistance, fossil fuel, or biomass heating systems for heating during extremely cold temperatures, but the NEEP New Hampshire study found participants relying primarily on DHP as primary heating source throughout the winter. Participant surveys revealed that an equal number of participants reported sufficient or insufficient heating at extremely cold temperatures (below 15°F.) When COP was estimated at these cold temperatures, it was generally reported to be between 1.4 and 2.0

## COP Testing- Field
DB# | Reference Study | COP Testing- Field | Highlights | COP Range
10 | Ductless Heat Pump Impact & Process Evaluation: Billing Analysis Report | x | No COP testing, but billing analysis reduced the savings calculated from Field Monitoring | NA
11 | Ductless Heat Pump Impact & Process Evaluation: Field Metering Report | x | Estimated average heating COP for several of the monitored systems in 5 geographic regions. Average heating season COP ranged from 2.8 to 3.4. Overal avg for all 5 regions = 3.0 | 2.8-3.4 AVG 3
18 | Final Summary Report for the Ductless Heat Pump Impact and Process Evaluation | x | Field monitoring of ~4,000 Fujitsu 12RLS and Mitsubishi FE12NA (which behave simarlarly to the 12RLS) in the Pacific Northwest. Lab and field COP measurements show general agreement. | 2.8-3.4 AVG 3
20 | EM&V Forum: Primary Research ‒ Ductless Heat Pumps | x | Field monitoring. Results from 2 of 9 DHPS - Results are "rough" estimates due to field monitoring challenges. Heating COP Average Range: 1.15 at ‐4°F to 3.65 at 35°F. Cooling COP Average Range: 1.5 at 91.7°F to 4.7 at 80.1°F | 1.5-4.7
25 | Air Source Heat Pumps in Cold Climate Homes: Expert Meeting Report | x | Report from NEEA studies - Field monitoring of DHP data over 24 hours in the Pacific NW, including extremely cold temperatures. COP approximately 1.4 with outdoor temperatures of -10 to -20°; when temperatures rose to near 20°F, COP rose to approximately 1.8. | 1.4 - 1.8 @ a temp range of -20 to 20 F
29 | Ductless Heat Pump Impact & Process Evaluation: Lab-Testing Report | x | Skipped, same data as #18 | NA
30 | Ductless Heat Pump Retrofits in Multifamily and Small Commercial Buildings | x | Small commercial and MF installations. Estimates of the energy-weighted heating COPs for the metered sites is based on billing data for two apartment complexes (Jadwin & Oakwood) relying on a variable-base degree day method. Average COPs are 3.3 to 3.4 Eugene, OR and Richmond, WA. | 3.3-3.4 avg
Overall Summary |  |  | Lab and field COP measurements show general agreement. Mfg test COP is somewhat higher than both lab and field test #s. Average heating season throughout 5 geographic regions: 2.4 - 3. Cooling COP average: 3, but limited data. COP is difficult to calculate in the field. COP difficult to apply to DHPs as the testing is designed for steady state operation and DHPs are continuously modulating. COP below -5 is reported to be between 1.4 and 2.0

## COP Testing- Lab
DB# | Reference Study | COP Testing- Lab | Highlights
10 | Ductless Heat Pump Impact & Process Evaluation: Billing Analysis Report | x | References lab testing from earlier phase
11 | Ductless Heat Pump Impact & Process Evaluation: Field Metering Report | x | References lab testing from earlier phase
14 | Laboratory Test Report for Fujitsu 12RLS and Mitsubishi FE12NA Mini-Split Heat Pumps | x | Laboratory Test for Fujitsu 12RLS & Mitsubishi FE12NA. The manufacturer-reported COPs align with the experimental results and the capacity degradation with colder outdoor temperatures is similar between the reported and laboratory data.
18 | Final Summary Report for the Ductless Heat Pump Impact and Process Evaluation | x | Lab data ollected in a stable, repeatable, and highly controllable situation which provides a “reference set” for the field measurements of similar DHPs. Limited useful data from field testing due to various difficulties of field testing COP, but some data show general agreement with lab testing.
28 | Northwest Ductless Heat Pump Initiative: (#E14-278 ed., Vol. Market Progress Evaluation Report #3) | x | 2.0 - 3.5 @ 30F; 1.6 - 2 @ -5F
Overall Summary |  |  | Lab testing of DHPs can be done in a manor more consistent with manufacturer rating testing than can field testing. Although data is limited, results are generally consistent with mfg ratings for identical conditions but result in a greater range of COP at a variety of conditions.

## HSPF Calculations
DB# | Reference Study | HSPF Testing | Highlights
18 | Final Summary Report for the Ductless Heat Pump Impact and Process Evaluation | x | HSPF & SEER not well suited to DHPs - variety of factors including modulating operation
20 | EM&V Forum: Primary Research ‒ Ductless Heat Pumps | x | Field monitoring of 9 residential heat pumps. HSPF ratings were adjusted by a factor of 0.9% (10% reduction in rating) for the monitoried DHPs due to local climate conditions. Adjusted HSPF used for savings calcs.
32 | Mitsubishi Indoor Unit Brochure | x | Lab testing of Mitsubishi DHPS show an HSPF rating of 8.9-10.5
Overall Summary |  |  | HSPF ratings are published for only one climate zone. The methodology can be applied to all climate zones, but is not done so by the industry. DOE publishes adjusted HSPF for other climate zones, but it is not accurate for DHPS, especially cold climate models.

## Cost to Install
DB# | Reference Study | Cost to Operate | Highlights
1 | Bangor Hydro Electric and Maine Public Service Heat Pump Pilot Program | x | Survey of 945 participants in Maine: Half of surveyed installers said that the cost of the equipment was prohibitive for many customers. 81% of participants took part in a financing program in order to save money on related expenses.
5 | Ductless Mini Pilot Study | x | Range $ 3,000 - $3,500 per ton - MA. Estimations of how heat pumps would respond in NY cities. Data taken from Vermont & several NY city programs' participant survey and contractor assessment. The total installed cost of these 26 systems in Northeast averaged $4,926. Despite being satisfied with the equipment, most customers regarded the market price of the ductless mini-split heat pump systems to be too high to afford on their own without incentives.
12 | Energy Efficient Heating Options: Pilot Projects and Relevant Studies | x | Calculations base on field monitoring of an average Maine home. A one zone system totals $3,500 with a 1.7 year simple payback after $600 rebate. A two zone system totals $4,500 in capital expenses with a 2.3 year simple payback after rebate.
22 | Heat Pumps (Vol. An alternative to oil heat for the Northeast - input for planners and policy-makers) | x | Price forecast scenarios. Air source heat pump shows a levelized cost of heat per million BTU at $30.00. A high price operating cost per million BTU is forecasted to be $7.00, a low price $11.00, & capital cost $11.00.
Overall Summary |  |  | Installed cost of single zone systems ranges from under $3,000 to over $5,000. Average installed cost of single zone systems is estimated to be approximately $4,000. Many survey participants reported that the cost of the systems were prohibitive and incentives and/or financing made the project attractive. In contrast, many participants purchased additional heat pumps after initial experience with the systems.

## Cost to Operate
DB# | Reference Study | Cost to Operate | Highlights
3 | Air Source Heat Pumps in Southeast Alaska | x | Field monitoring/modelling. Results ranged from $700-$2,300 to operate compared to $1,600-$4,300 using baseline HVAC systems, depending on location in Alaska.
4 | Mini Split Heat Pump Efficiency Analysis | x | NREL lab testing, and field monitoring of one home in Vermont were used to estimate performance in NY State. Mistubishi models average cost/MMBtu of delivered heat ranged from 12.8-20.05, Fujitsu ranged 9.78-15.96.
10 | Ductless Heat Pump Impact & Process Evaluation: Billing Analysis Report | x | 5,150 to 5,800 kWh total varies from field metering as customers increased heating setpoints, heated adjacent areas, used less supplemental fuels (especially wood) and increased occupied time periods
11 | Ductless Heat Pump Impact & Process Evaluation: Field Metering Report | x | 1823 - 2492 kWh Heating - 2052 Avg heating - - - 72 - 408 cooling 208 Avg cooling
19 | Northeast/Mid-Atlantic Air-Source Heat Pump Market Strategies Report | x | Field monitoring of 137 homes included from 3 different studies in New England and the Northwest. Results report approximate annual average operating cost of large/inefficient homes to be $3,074, an average NE home $1,537, a new/code-compliant home $768, and a very efficient home $307.
20 | EM&V Forum: Primary Research ‒ Ductless Heat Pumps | x | Avg $479 per ton @$0.14/kWh - Central NH
22 | Heat Pumps (Vol. An alternative to oil heat for the Northeast - input for planners and policy-makers) | x | Price forecast scenarios. Air source heat pump shows a levelized cost of heat per million BTU at $30.00. A high price operating cost per million BTU is forecasted to be $7.00, a low price $11.00, & capital cost $11.00.
41 | Emera Maine Heat Pump Pilot Program (Vol. Final Report) | x | Field monitoring of 64 homes. Range of annual consumption is 342 kWh to 7,372 kWh. Avg DHP consumption 1735 kWh - $222 @ $0.13/kW
Overall Summary |  |  | Cost to operate DHPs varies greatly due to the common use of DHPs to displace heating rather than to fully replace other heating systems. Cooling costs are easier to estimate.

## Energy Consumption- Cooling
DB# | Reference Study | Energy Consumption- Cooling | Highlights
1 | Bangor Hydro Electric and Maine Public Service Heat Pump Pilot Program | x | Field monitoring of 945 program participants with DHP installations in Maine. Results show an average consumption of 1.6 kWh/day
2 | Performance of Ductless Heat Pumps in the Pacific Northwest | x | Field monitoring. Three small utilities in the BPA service territory participated, and a total of 14 electric resistance zonal houses were retrofit. Average of 20,785 kWh/yr. Study does not distinguish heating from cooling.
10 | Ductless Heat Pump Impact & Process Evaluation: Billing Analysis Report | x | 5,150 to 5,800 kWh H&C
11 | Ductless Heat Pump Impact & Process Evaluation: Field Metering Report | x | 72 - 408 cooling 208 Avg cooling
18 | Final Summary Report for the Ductless Heat Pump Impact and Process Evaluation | x | Field monitoring of 95 sites in the Pacific Northwest with a detailed instrumentation package to measure DHP electricity input and thermal output. Average DHP Cooling kWh/yr is 208.
20 | EM&V Forum: Primary Research ‒ Ductless Heat Pumps | x | Field Monitoring of 9 DHPs; Central NH; February - September. Extrapolated for full year and weather normalized. Annual Cooling energy consumption of the 9 sites averaged 359.1 kWh.
30 | Ductless Heat Pump Retrofits in Multifamily and Small Commercial Buildings | x | Cooling energy compared with PTAC units. Estimates of the cooling energy demand for the metered sites is based on billing data for one of two apartment complexes (Oregon & Washington) relying on a variable-bas degree day method. Pre-cool install kWh/yr was 543, the post-installation DHP cooling energy changed to 213 kWh/yr. Some cooling take back.
31 | Eliakim’s Way Three Year Energy Usage | x | Annual billing data of 8 homes in Vermont. Annual cooling energy usage totaled 926 kWh.
Overall Summary |  |  | Cooling consumption of course varies greatly with climate. Studies that measured cooling impacts, distiguishing them from heating usage, report cooling consumption ranging from 208 to 926 kWh annually. These studies were performed in N.H., VT, ME, and the PNW. A study performed in the NYC area is yet to be finalized.

## Energy Consumption- Heating
DB# | Reference Study | Energy Consumption- Heating | Highlights | Notes
2 | Performance of Ductless Heat Pumps in the Pacific Northwest | x | Field monitoring. Three small utilities in the BPA service territory participated, and a total of 14 electric resistance zonal houses were retrofit. Average of 20,785 kWh/yr. DHP and baseload system; 5,000 kWh/yr DHP only. Study does not distinguish heating from cooling. | ACEEE conference paper referencing NEEA & BPA studies
3 | Air Source Heat Pumps in Southeast Alaska | x | Modelling of several system types based on total energy consumption metering of homes between 2006-2011 in Southern Alaska. Modelled results predict DHP average annual consumption of 7,575 kWh. No cooling consumption. | Total home energy consumption metered - DHP potential use is modelled.
7 | Ductless Heat Pump Engineering Analysis | x | Field monitoring of 20 homes. Study evaluted the impact of ductless heat pumps in single family and manufactured homes with forced-air furnaces. The total heating consumption post-installation is 15,321 kWh/yr. | No information on size of DHPs installed
10 | Ductless Heat Pump Impact & Process Evaluation: Billing Analysis Report | x | 5,150 to 5,800 kWh Heating | Billing analysis differs from metered analysis - due rimarily to "take-back" often associated with lower wood heat usage
11 | Ductless Heat Pump Impact & Process Evaluation: Field Metering Report | x | 1823 - 2492 kWh Heating - 2052 Avg heating
18 | Final Summary Report for the Ductless Heat Pump Impact and Process Evaluation | x | Field monitoring of 95 sites in the Pacific Northwest with a detailed instrumentation package to measure DHP electricity input and thermal output. Consumption for heating averages 2,052 kWh/yr.
20 | EM&V Forum: Primary Research ‒ Ductless Heat Pumps | x | Field Monitoring of 9 DHPs; Central NH; February - September. Extrapolated for full year and weather normalized. Heating energy consumption of the 9 sites averaged 3,421 kWh.
30 | Ductless Heat Pump Retrofits in Multifamily and Small Commercial Buildings | x | Estimates of the energy demand for the metered sites is based on billing data for two apartment complexes Oregon & Washington relying on a variable-base degree day method. Pre install kWh/yr was 7000, the post-installation DHP heating energy changed to 4019 kWh/yr. Approx savings 3.000 kWh/yr.
31 | Eliakim’s Way Three Year Energy Usage | x | Annual billing data of 8 homes in Vermont. Annual heating energy usage totaled 10,132 kWh.
41 | Emera Maine Heat Pump Pilot Program (Vol. Final Report) | x | Reports an avg annual consumption of 1745 kWh nearly all of which is for heating | Installed system sizes not provided
Overall Summary |  |  | Annual post-install heating consumption varies greatly; averages ~3,000 kWh in New England. In the Northwest, heating consumption post-installation ranges from 766 - 5,000 kWh/yr according to NEEA studies

## Energy Demand- Cooling
DB# | Reference Study | Energy Demand- Cooling | Highlights
1 | Bangor Hydro Electric and Maine Public Service Heat Pump Pilot Program | x | Field monitoring of 945 participants in Maine: cooling energy demand increase average = .14 kW on peak/ton NE ISO peak cooling period
20 | EM&V Forum: Primary Research ‒ Ductless Heat Pumps | x | Field Monitoring of 9 DHPs; Central NH; February - September. Extrapolated for full year and weather normalized. Average energy demand = .15 kW
Overall Summary |  |  | Very limited cooling demand results due to small cooling loads in study areas.

## Energy Demand- Heating
DB# | Reference Study | Energy Demand- Heating | Highlights
5 | Ductless Mini Pilot Study | x | Heating peak demand savings analysis - .24 - .27 kW per ton savings - NE ISO peaqk heating demand days
20 | EM&V Forum: Primary Research ‒ Ductless Heat Pumps | x | Field Monitoring of 9 DHPs; Central NH; February - September. Extrapolated for full year and weather normalized. Average energy demand = .55 kW
Overall Summary |  |  | Very limited heating demand analysis - .24-.27 per ton for So NE (KEMA study) .55kw for NH - NEEP study. Listed as knowledge gap.

## Savings Calculations
DB# | Reference Study | Savings Calculations | Highlights
2 | Performance of Ductless Heat Pumps in the Pacific Northwest | x | Field monitoring. Three small utilities in the BPA service territory participated, and a total of 14 electric resistance zonal houses were retrofit. Average heating savings- 4,400 kWh
5 | Ductless Mini Pilot Study | x | Estimations of how heat pumps would respond in NY cities. Calculated by running models through TMY1 Weather Files for 5 New England locations. Cooling savings average 2.8 kWh/MBTU. Heating savings average 94.8 kWh/MBTU
7 | Ductless Heat Pump Engineering Analysis | x | Field monitoring of 20 homes. Study evaluted the impact of ductless heat pumps in single family and manufactured homes with forced-air furnaces. Savings estimates from billing analysis: 2,189 kWh/yr
8 | Commonwealth Accelerated Renewable Thermal Strategy | x | NA
9 | Massachusetts Renewable Heating and Cooling Opportunities and Impacts Study | x | NA
10 | Ductless Heat Pump Impact & Process Evaluation: Billing Analysis Report | x | 8 regions 1,240 - 3,380 kWh Avg 3,120
11 | Ductless Heat Pump Impact & Process Evaluation: Field Metering Report | x | 5 regions 3,264 - 4,184 - Avg = 3,887 - calculated from field COP data
12 | Energy Efficient Heating Options: Pilot Projects and Relevant Studies | x | Based on an NREL laboratory study on Fujitsu 12RLS and Mitsubishi FE12NA Mini-Split Heat Pump models. Basic savings calculations of an average energy use home: savings of $1,905 in heating costs,savings of 783 gallons of oil/yr, annual cost savings subtotal of $1,676, and a simple payback of 1.7 years after rebate. Avg home savings 50%.
13 | Efficiency Maine Low Income Multifamily Weatherization Program | x | Survey of 130 properties repesenting 2,943 units in Maine. Early 2012-Fall 2013. Analysis shows savings realization rate for weatherization-only upgrades is 107%. Average annual savings per unit upgraded in program is projected to be 17%, which corresponds to 1,651 kWh/yr, $239/yr, and a savings-to-investment ratio of 1:1.6
18 | Final Summary Report for the Ductless Heat Pump Impact and Process Evaluation | x | Billing analysis of sites divided by 8 clusters (including reasonably homogenous climates) of ~4,000 Fujitsu 12RLS and Mitsubishi FE12NA (which behave simarlarly to the 12RLS) in the Pacific Northwest. Avg savings of 1,892 kWh/yr.
19 | Northeast/Mid-Atlantic Air-Source Heat Pump Market Strategies Report | x | Field monitoring of 137 homes included in 3 different studies in New England and the Northwest. Average annual savings from installing a DHP were approximately 3,000 kWh when offsetting resistance.
20 | EM&V Forum: Primary Research ‒ Ductless Heat Pumps | x | Field monitoring of 9 DHPs; Central Nh; February-September. Extrapolated for full year and weather normalized. Savings estimated for four baselines. Electric resistance- 4,502 kWh weighted average per ton, $832. Standard ASHP- 2,154 Btu, $398. Central oil heat- 22.19 MMBtu weighted average per ton, $613. Central natural gas heat- 21.31 MMBtu weighted average per ton, $91.
22 | Heat Pumps (Vol. An alternative to oil heat for the Northeast - input for planners and policy-makers) | x | RMI calculations based on data from U.S. EIA State Energy Data System, 2010. Entirely replacing oil heating with heat pumps can save the region $5.5-6.0 bbillion in fuel costs annually, a roughly 40% savings over the region's existing $14 billion annual heating oil fuel bill. The average residential household would see their heating bill drop from $1,600 per year with oil to anywhere from $625-$950 depending on their electric rate.
23 | A Case Study: ~3,000 Ductless Heat Pumps in Maine | x | Billing analysis of 306 units in Maine, normalized results for weather and usage. Net savings: 25-54% with a simple payback of ~7 years.
24 | Cold Climate Ductless Heat Pumps – Measured performance | x | Skipped, same data as #23
25 | Air Source Heat Pumps in Cold Climate Homes: Expert Meeting Report | x | Billing analysis of 3,500 sites in the Pacific NW using Fujitsu and Mitsubishi units. Heating savings average 2,125 kWh/yr.
26 | Technology Trends (Vol. Cold Climate Heat Pumps / Mini Splits) | x | Market Research of an ASHP with a COP of 3.0. Savings average $1,315 using an ASHP ranging from kerosene, propane, or electricity as the type of energy.
29 | Ductless Heat Pump Impact & Process Evaluation: Lab-Testing Report | x | Skipped, same data as #18
30 | Ductless Heat Pump Retrofits in Multifamily and Small Commercial Buildings | x | Estimates of the savings for the metered sites is based on billing data for two apartment complexes (Oregon & Washington) relying on a variable-base degree day method. Overall energy savings: 4,185 kWh/yr. Heating savings: 1,648 kWh/yr. Cooling savings: 533 kWh/yr
34 | Ductless Mini-Split and Multi-Split Heat Pump units under 65kBtuh | x | Sample calculations based on a 16 SEER mini split system in various climate zones for an assembly building type. Average kW savings per unit: 0.048 kW/ton
36 | Laboratory Testing of Residential, Variable Speed Heat Pump | x | Yearly energy savings based on indoor laboratory testing of an energy model consisting of two systems, one in Boise, ID and one in Seattle, WA. Seattle savings: 1,318 VSHP kWh savings per year. Boise savings: 2,537 VSHP kWh savings per year.
37 | Economic and Environmental Analysis of Residential Heating and Cooling Systems: A Study of Heat Pump Performance in U.S. Cities | x | Field monitoring based on two heat pump technologies located in 11 different cities, covering 5 climate zones. Annual heating site energy savings averaged 11.72 MMBtu. Annual cooling site energy savings averaged 2.5 MMBtu.
Overall Summary |  |  | Savings are calculated many different ways across the studies reviewed. Very little pre and post install billing analysis has been performed. A further complicating facotr is that several studies do not identify the size of the sytems installed, making comparisons difficult. Savings in the Pacific Northwest roughly average 2,602 kWh and 2,489 kWh in the Northeast, but these averages are the result of large deviations. Overall, MMBtu savings average at 11.99. Studies which covered multple climates show an average savings of 3,503 kWh. Most studies focused on electric savings compared with resistance and standard ASHPs. Savings compared with oil heat are calculated for the NEEP and Emira studies, but no oil heat billing analysis is included.

## Customer Satisfaction
DB# | Reference Study | Customer Satisfaction | Highlights
1 | Bangor Hydro Electric and Maine Public Service Heat Pump Pilot Program | x | Survey of 945 program participants with DHP installations in Maine. Overall, satisfaction with the Program and each of its components is quite high (e.g., participating contractors, response from program staff). On average respondents rated the likelihood that they would recommend the DHP program 9.7 on a 0-10 scale.
5 | Ductless Mini Pilot Study | x | Phone interviews with 11 participants. Focus group attendees were generally satisfied or very satisfied with the system. Only a few participants indicated that they are dissatisfied or not at all satisfied. Attendees were more strongly satisfied with the cooling functions versus the heating functions of the DSHP.
7 | Ductless Heat Pump Engineering Analysis | x | Participant survey of 20 homes. Study evaluted the impact of ductless heat pumps in single family and manufactured homes with forced-air furnaces. Most participants were very satisfied with the sound, electricity bill, comfort, and maitenance of the systems. The rest were either neutral or satisfied.
11 | Ductless Heat Pump Impact & Process Evaluation: Field Metering Report | x | Strong consumer acceptance reported
18 | Final Summary Report for the Ductless Heat Pump Impact and Process Evaluation | x | Participant survey. Participants reported high levels of satisfaction with DHPs (92%)
20 | EM&V Forum: Primary Research ‒ Ductless Heat Pumps | x | Participant survey. Most participants were extremely satisfied with the heating ability. All participants expressed satisfaction with the cooling performance.
21 | Northwest Ductless Heat Pump Initiative (#E12-245 ed., Vol. Market Progress Evaluation Report #2) | x | Participant survey. Participant satisfaction is high; almost 90 percent of surveyed participants have had their overall expectations met and 74 percent reported that their DHPs provide sufficient heating and cooling for their household.
28 | Northwest Ductless Heat Pump Initiative: (#E14-278 ed., Vol. Market Progress Evaluation Report #3) | x | Participant survey. 70% of participants were very satisfied with the sound, 66% with the maitenance, 56% with the comfort, 50% with the electricity bill, 45% appearance. The rest of the participants ranged from somewhat satisfied to not satisfied or "don't know."
Overall Summary |  |  | Interviews and surveys with program participants show general satisfaction with DHP systems: heating, cooling, sound, electric bill, comfort, maitenance. Only a few were either neautril or dissatisfied.

## Load Shape- Cooling
DB# | Reference Study | Load Shape- Cooling | Highlights
20 | EM&V Forum: Primary Research ‒ Ductless Heat Pumps | x | Field Monitoring of 9 DHPs; Central NH; Load shape focusing on Jun-Aug averages.
Overall Summary |  |  | Cooling season load shape shows a general increase throughout the day, peaking between 1 & 3 pm which is during the NE - ISO target period of 1-5pm during the cooling season.

## Load Shape- Heating
DB# | Reference Study | Load Shape- Heating | Highlights
20 | EM&V Forum: Primary Research ‒ Ductless Heat Pumps | x | Field Monitoring of 9 DHPs; Central NH; Load shape focusing on a typical January day- DHP load shape & utility load shape vs. O.A. temp.
Overall Summary |  |  | No comprehensive data - NEEP study includes typical winter day usage with peaks at 6AM and 7 PM.

## Fuel Switching
DB# | Reference Study | Fuel Switching | Highlights
8 | Commonwealth Accelerated Renewable Thermal Strategy | x | Discussion of GHG reduction compared with other fuels
9 | Massachusetts Renewable Heating and Cooling Opportunities and Impacts Study | x | Discussion of GHG reduction compared with other fuels
12 | Energy Efficient Heating Options: Pilot Projects and Relevant Studies | x | Based on an NREL laboratory study on Fujitsu 12RLS and Mitsubishi FE12NA Mini-Split Heat Pump models. Installation costs range from $600 (air sealing) to $10,000 (boiler replacement using ENERGY STAR oil.) Projected annual savings ranging from $300 (air sealing) to $2,786 (solar PV.) Payback period ranging from 2 years (air sealing) to 13 years (geothermal heat pump.)
19 | Northeast/Mid-Atlantic Air-Source Heat Pump Market Strategies Report | x | Simple efficiency calculations based on DHPS in New England homes. COPs: Oil- 80%, LP 90%, Gas 90%, ASHP 2.5, Electricity Resistance 100%. Fuel Cost: Oil- $3.87/gallon, LP- $3.00/gallon, Gas- $1.15/therm, Electricity- $0.15/kWh, Electricity Resistance- $0.15/kWh
20 | EM&V Forum: Primary Research ‒ Ductless Heat Pumps | x | Field Monitoring of 9 DHPs; Central NH. Calculations are weather-normalized estimates. DHP heating savings compared with a natural gas baseline: 21.41 MMBtu & $91.00 per ton of heating. DHP heating savings compared with an oil baseline: 22.19 MMBtu & $465.00 per ton of heating. DHP heating savings compared with an electric resistance baseline: 4,502 MMBtu & $630.00 per ton of heating.
22 | Heat Pumps (Vol. An alternative to oil heat for the Northeast - input for planners and policy-makers) | x | Price forecast scenarios. From highest to lowest levelized cost of heat: Electric resistance heater, oil furnace, biomass pellets, ground source heat pumps, air source heat pumps, natural gas.
26 | Technology Trends (Vol. Cold Climate Heat Pumps / Mini Splits) | x | Market research on energy types. From highest to lowest $/MMBtu: propane, kerosene, fuel oil, pellets, natural gas, DHP electricity, wood.
41 | Emera Maine Heat Pump Pilot Program (Vol. Final Report) | x | Calculated/modelled savings compared with oil heat - Avg annual savings; 150 gallons fuel oil - displaced fuel, not system replacement
Overall Summary |  |  | A variety of studies compare multiple baseline heating scenarios. DHPs are calculated to provide significant montary savings compared with all studied fuels except natural gas and wood. Studies also recognize reduced GHG emissions, assuming elecvtrical generation with natural gas and/or non-biomass renewable sources. Some studies suggest non-SBC funding, such as RGGI, for fuel switching when policy issues restrict fuel switching support with rate-payer funds.

## SEER Testing
DB# | Reference Study | SEER Testing | Highlights
18 | Final Summary Report for the Ductless Heat Pump Impact and Process Evaluation | x | HSPF & SEER not well suited to DHPs - modulating systems
32 | Mitsubishi Indoor Unit Brochure | x | Factory Lab testing of Mitsubishi DHPS show SEER ratings ranging from 15-26.
35 | Improved Modeling of Residential Air Conditioners and Heat Pumps for Energy Calculations | x | Comparisons of SEER values obtained from AHRI (2012) and calculated using data from the manufacturer EPTs. The large discrepancies between SEER,CALC and SEER,AHRI for most units evaluated were most significant. The differences ranged from 0 to >3.5 SEER points. In some cases the trend in SEER,CALC did not match the trend in SEER,AHRI values.
Overall Summary |  |  | SEER not an ideal rating protocol for DHPs as it was designed for steady state operation. However, no evidence that SEER ratings are wildly inaccurate.

## System Sizing
DB# | Reference Study | System Sizing | Highlights
5 | Ductless Mini Pilot Study | x | Contractor assessments from Vermont and NY efficiency program DHP installments. The ideal size and number of indoor air handlers and outdoor condensers were reported by the contractors as contingent upon the heating and cooling loads as well as the layout of the house. Because the indoor and outdoor units have different capacities, the indoor units are chosen based on the heating and cooling loads of the zones and then the outdoor units are matched accordingly. The ductless systems are normally sized to meet the heating loads.
10 | Ductless Heat Pump Impact & Process Evaluation: Billing Analysis Report | x | Discusses difficulty of sizing for both heating and cooling - very small cooling usage - heating operating at 25-35% capacity for most time periods
11 | Ductless Heat Pump Impact & Process Evaluation: Field Metering Report | x | Same as study 10
20 | EM&V Forum: Primary Research ‒ Ductless Heat Pumps | x | Systems sized for heating - oversized for cooling. Some systems oversized for both as single units in one room intended to contribute to entire building load.
Overall Summary |  |  | DHPs are typically sized for heating loads. For the climate zones included in the reviewed studies. Systems are typically oversized for cooling, in order to meet heating loads. Systems are also often oversized for heating loads. Because of the modulating nature of DHPs, as well as their part-load performance characteristics, oversizing the systems does not carry the energy penalty experienced with other heating and cooling systems. This may have ramifications for energy codes which require sizing to loads. with no oversizing.