## README
Evaporator Fan Controls
Measure Characterization: Evaporator Fan Controls
| Efficient Measure Description | Refrigeration Evaporator Fan Controls installed in walk-in coolers or freezers to turn off or reduce the speed of evaporator fans when the compressor is not running.
| Baseline Description | Uncontrolled Evaporator Fans running continuously at full speed.
| Measure Scenario(s) | Retrofit (RET) only
| Baseline Efficiency and Specifications | 8,760 Hours, Continuous, Uncontrolled operation of Evaporator Fans
| Measure Level Description | Evaporator Fan Controls installed in walk-in coolers or freezers save energy by turning off ('On/Off controls'), or reducing the speed of ('Two-Speed controls') evaporator fans when the refrigeration compressor is not running, reducing the fan energy usage as well as the heat load on the refrigeration system from the fan motor.
| Measure Efficiency Levels and Specifications | Savings from reduced fan run-time and reduced cooling load from fan waste heat. Based on applicable TRMs, annual runtime is typically reduced from 8,760 hours per year (continuous operation) to about 4,000 hours per year for both Freezers and Coolers.
| Sizes | Per fan controlled (BGE, PEPCO, National Grid), per controller (Efficiency VT, Efficiency ME, DC SEU), or per refrigeration unit (PSEGLI) [Note: Controllers for 3-phase circuits, larger amperages and horsepowers are not included in this characterization]
| Distinguishing Features | Two control types: (1) On/off control turn off all but one or two fans when the compressor cycles off and are often used with refrigeration management systems that also control the compressor and defrost cycles. (2) Two-speed controls that run the evaporator fans at low speed when the compressor is off. This approach does not require a circulator fan.
| Installation Scenarios | Retrofit (RET) only. Typical Building Types: Grocery Store, Convenience Store, Restaurant Central control based on compressor run cycle or temperature differential across the evaporator coil.
| Incentive Approaches | VT (EVT): - Minimum four fans or 250 watts per control. - Controls must ensure fan energy is reduced by 70% when no refrigerant flows through the evaporator.[1] NH (PSNH, Unitil, Liberty): No Prescriptive Incentive Offered; Custom incentives available. ME (Efficiency Maine): No Control Approach Specified, Incentive offered per controller MA & RI (National Grid): ECM [fans] - Low and Medium Temperature. [2] CT (Groton Utilities): No Control Approach Specified, Custom incentive offered at $0.14 per kWh saved. NY (ConEd): Custom incentive offered at $0.16 per kWh saved. NY (PSEGLI): - Minimum fan load of 1/20 horsepower operating continuously at full speed - Must reduce fan motor power by at least 75 percent when the compressor(s) cycle off MD (BGE): - Must control a minimum fan load of 1/20 horsepower where the fan(s) operate continuously at full speed. - Must reduce fan motor power by at least 75% during the compressor off-cycle. [3] D.C. (D.C. SEU): - must turn off a minimum of 4 evaporator fans at least 70% of the time the compressor is not running, - must reduce the airflow of evaporator fans when compressor cycles off or while no refrigerant flows through the evaporator, and - must control a minimum fan load of 1/20 horsepower when the fans operate continuously at full speed. [4] Massave: Small Business D.I. Program [5]
| Sources | [1] https://www.efficiencyvermont.com/For-My-Business/Ways-To-Save-and-Rebates/Refrigeration-Controls/single-item/index/evaporator-fan-motor-controls
[2] http://www.energysmartgrocer.org/ne/documents/NationalGrid-IncentiveWorksheet-IncentiveList.pdf
[3] https://www.bgesmartenergy.com/sites/bge/files/BGE_IC_Application_Kitchen_Refrig_Incentives.pdf
[4] https://www.dcseu.com/docs/business/techspec/DCSEU-TECHSPEC-Refrigeration.pdf
[5] http://www.masssave.com/business/incentives/Small-Midsize-Business-Direct-Install
Incremental Cost Methodology
Incremental measure costs are used when an energy-efficient appliance or measure promoted through the program is installed in lieu of the standard (less efficient) appliance/measure. The equation for calculating incremental measure costs is simply:
Incremental measure cost = ( efficient measure material cost + efficient measure installation cost ) -
( baseline material cost + baseline installation cost )
In the case of the Evaporator Fan Controls measure, the baseline is no control, so the base case material and labor cost is zero, and the formula becomes:
Incremental measure cost = efficient measure material cost + efficient measure installation cost
Qualifying Measure: A qualifying measure is defined as the efficient alternative to the baseline option of installation. In this case, it is defined as a retrofitted Evaporator fan control installed in walk-in coolers or freezers that turns off or reduces the speed of evaporator fans when the compressor is not running.
Baseline: The baseline condition is defined as the standard equipment that would have been installed without the utility EE activity. The baseline in this instance is a walk-in cooler or freezer where there is no fan control, i.e. the evaporator fans run continuously.
Types of Evaporator Fan Controls There are two types of Evaporator Fan Controls, On/Off and Two-speed Controls. Both types can use either a pair of sensors to detect a temperature difference across the evaporator coil, or an amperage sensor to detect the compressor cycling.
(1) On/off control will turn all but one or two evaporator fans off when the compressor cycles off. These controls can sometimes be coupled with a small PSC or ECM circulator fan that goes on when the compressor cycles off, and in this case, the control can turn all the evaporator fans off.
(2) Two-speed controls will run the evaporator fans at low speed when the compressor is off. This approach does not require a circulator fan.
Note: Navigant's research revealed that the only controls using the On/Off control method were complex control modules - or more accurately, refrigeration management systems - that have numerous additional capabilities including control of the compressor cycle, the defrost cycle, the door heaters, the evaporator fans, outdoor air economizer and more. These controls use complex control algorithms using many more inputs than just a compressor cycle sensor (either delta-T or amp sensor), and they can control higher amperage than the stand alone EFCs. These controls can also log the various control parameters over time like an Energy Management System.
Since these units are not directly comparable to the conventional stand-alone Evaporator Fan Controls as characterized, they were not included in the overall cost analysis. It would be difficult if not impossible to disaggregate the cost of the EFC capabilities from the total installed cost for these complex units. However, we have presented a cost range on the "Summary of Results" tab that is our best estimate of the range of equipment and installation costs for these types of controls which are highly variable in their complexity and capabilities.
Scrubbing of data: Data points were removed from the raw data set for any of the following reasons (also see Alternative Data Integration, below):
- cost data couldn't be disaggregated from overall invoice cost
- no clear cost data available
- CPUC/Itron cost study data [This data used only for comparison]
- equipment was designed for use with three phase power [costs were generally 2 to 3 times higher for these units]
- cost data for multifunctional controls that include EFC (see note above)
Removal of outliers: Two different methodologies for determining outliers are presented in the Material and Labor Cost Analysis section of the Data Analysis tab. Those two methodologies are:
- removing data points a certain number of standard deviations either side of the arithmetic mean. In this case 1.5 standard deviations was chosen rather than the standard two standard deviations since the latter would not have identified any outliers.
- removing the data in the top and bottom deciles (10 percentiles) of the data distribution.
Each of these methods has a significant effect on the results. The standard deviation method decreases the average total cost by 10%, and the decile method increases the result by 17%. The results reported on the Summary of Results tab use both the decile method and the standard deviation method to remove outliers. After removing outliers identified using both methods, the resulting average cost increased by 4%.
Our data did not include enough usable data points for On/off type controls to yield a representative result, so only cost data for two-speed type controls are included in the analysis. (See Note, above).
Alternative Data Integration
The following alternative data sources were used to inform the final result of this study:
- Internet-derived equipment costs: Costs for rebate-eligible Evaporator Fan Controllers gathered through internet searches were marked up by 34% and average labor costs added under the assumption that no end-user would install such equipment themselves. Rather, it is assumed that a contractor / installer would purchase and install the equipment and apply a standard markup before invoicing the customer. The 34% markup was a rough average of estimates from interviews, the CPUC/Itron study, and other sources. Each price for each model of equipment was given the weight of one data point.
- CPUC/Itron Measure Cost Study: The Itron study, done on behalf of the California Public Utility Commission, produced a cost for Evaporator Fan Controls including Evaporator Fan Motor replacements as one measure and reported as a cost per evaporator fan. The cost of the motor replacements and an estimate of the labor required to replace them was deducted from the Itron measure cost to calculate a comparable measure cost to the Navigant study. This derived cost was used only for comparison to the Navigant results, not as a data point to be included in the cost calculation itself. See the 'CPUC Itron data' tab for details
- Installer Interviews: Navigant conducted three interviews with knowledgeable installers for the study. Each of the interviews represented one data point, including accurate estimates of equipment cost and labor hours. Where necessary those labor hours were combined with prevailing labor rates from RS Means to generate labor cost estimates for other data points that were not broken out into labor and materials and to derive a total installed cost for Internet-derived equipment costs (see above).
- Contract pricing: For three of the PA territories where we were able to obtain data, the pricing of EFC installations was extremely regular, indicating a negotiated contract price for an approved installer. This finding was confirmed with the respective PAs. These data sets were distilled down to one data point for each contract territory using the average material and labor costs for that data set. The cost was also discounted by 20% as an estimate of the contract administration, marketing and outreach budget included in those contract prices.
Summary of Results Tab
The summary of results tab presents the incremental cost for the Evaporator Fan Controls measure after outliers were removed as described in the Removal of Outliers section, above. In this case, the incremental cost is simply the full installed cost of an Evaporator Fan control. There are no size or capacity categories for this measure.
The regions presented represent the results of analyzing RSMeans City Cost Index (CCI). Navigant's analysis of the CCI determined that NEEP's overall service territories could be categorized into six unique regions (seven, including a Non-Regional Specific category).
Data Analysis Tab
Raw Data
Navigant completed three in-depth interviews with installers and contractors to understand the typical installation practices and associated costs for the Evaporator Fan Controls measure. A total of 1,868 cost points were collected through web searches, contractor interviews and data extracts with invoices provided by NEEP PAs. Note that most of the cost data was supplied per controller without regard to the number of fans controlled. This informed the finding that the overall cost of the installation is negligibly affected by the number of fans that are controlled. Many installations include the replacement of the existing fan motors with ECM or two-speed fan motors. The typical cost of these fan motor replacements was deducted from the cost in cases where fan motor replacement was included. Cost points that were supplied per fan were converted to a per controller price.
The analysis identified and removed any potential non-representative data points through a review of the data. Examples of removed data included controllers designed for 3-phase power, and duplicate or contract priced data points. Controllers for higher amperages and horsepower were removed from the data set based on the significantly higher cost and scarcity of data. (See data points 25, 26, and 35 - 36) Removed data points were relocated below line 42 and not included in the analysis. The reason each point was removed is listed in column W.
Formatted Data
Primary cost data was collected from contractors, PAs internet searches, and other sources across five states (MD, MA, CT, NY and VT). Due to the inherent differences in cost from one region to another, Navigant adjusted all material and labor cost points to represent base cost factor (BCF) data using RSMeans City Cost Indexes (CCI). For example, if the cost provided from a contractor in Pennsylvania for a unitary AC was $5000, than the NRS cost would be:
BCF = Original State Cost ($) / Average Adjustment Factor for Original State
BCF = $5000 / 0.99
BCF = $5050
The same method was used to adjust all labor costs as well.
To prevent contract prices and internet-derived data from having undue weight in the final result, data from each source group (i.e. each state/region and internet data) was averaged before deriving the final result. Outliers were removed from each source group before averaging. Results are presented as a Base Cost Factor from which regional specific costs are derived using RS Means cost index data. These average costs are presented on the Summary of Results tab.
Labor Analysis
Contractor interviews identified the typical labor hours required to install the equipment. These labor hours were used to estimate labor costs wherever labor was not broken out and for internet-derived equipment costs. These labor costs were also added to web search equipment cost data to estimate an installed cost for that equipment.
Results and Findings
To the extent that we were able to determine an average installed cost per evaporator fan from our data, it appears that the results of this study are similar to the results of the CPUC/Itron study. However, this study determined a per fan installed cost about 21% lower. This could be due to regional differences, the decline in prices for controls since the CPUC study was completed or other factors. As discussed below, the predominance of contract pricing in certain PA territories and the scarcity of data in other territories may also have influenced the results.
The study revealed that negotiated contract pricing dominates the market for at least three PA territories studied. In other NEEP territories, it appears that market penetration of this technology is minimal, based on the scarcity of Program Data collected. This may indicate that market uptake of this measure may require both financial incentives and active marketing and outreach to reach full potential.
Presumably due in part to the falling cost of microprocessors and sensor technology, an emerging trend in the Refrigeration Controls market seems to be toward microprocessor-based multifunctional control modules - or more accurately, refrigeration management systems - that have numerous additional capabilities beyond control of the evaporator fans, including control of the compressor cycle, the defrost cycle, the door heaters, outdoor air economizers and more. These multifunctional controls tend to use the On/Off control method for Evaporator Fans in order to optimize energy use particularly during defrost cycles. Since it is impractical to disaggregate the cost of the Evaporator Fan Control capabilities from the overall cost of these multifunctional units, the cost data for refrigeration management systems were not included in our analysis, but presented separately on the Summary of Results tab.

## Summary of Results
Evaporator Fan Controls
SUMMARY OF RESULTS
Base Cost Factor:
| Measure | Non Regional Specific Installed Cost* |  |  | Northern New England
[5 empty] | Central/Southern New England | Two-speed | Interview | yes
| Evaporator Fan Control | 562.6928 |  |  | New England City | On/off | Invoice | no
[5 empty] | NY Metro | other | Program data
| Regional-Specific Costs |  |  |  | NY Upstate |  | CPUC/Itron Cost Study
| Measure | Market 1 Northern New England Installed Cost* |  |  | Mid-Atlantic |  | Web Search
Other: (California)
| Evaporator Fan Control | 520.0219 |  |  | online
| Measure | Market 2 Central/Southern New England Installed Cost*
| Evaporator Fan Control | 599.718
| Measure | Market 3 New England City Installed Cost *
| Evaporator Fan Control | 634.9988
| Measure | Market 4 NY Metro Installed Cost *
| Evaporator Fan Control | 705.6168
| Measure | Market 5 NY Upstate Installed Cost *
| Evaporator Fan Control | 562.6928
| Measure | Market 6 Mid-Atlantic Installed Cost *
| Evaporator Fan Control | 532.3074
Refrigeration Management Devices**
Navigant's research revealed that the only controls using the On/Off control method were complex control modules - or more accurately refrigeration management systems - that have numerous additional capabilities which may include control of the compressor cycle, the defrost cycle, the door heaters, the evaporator fans, outdoor air economizer and more. These controls use complex control algorithms using many more inputs than just a compressor cycle sensor, and they can control much more amperage than the stand alone EFCs. These controls can also log the various control parameters over time like an Energy Management System. These refrigeration management systems are highly variable cost, depending on capabilities. Because it would be impossible to disaggregate the cost attributable to the EFC functions of these controls, we have not included these controls in the analyzed data set. An estimate of the price range for these multifunctional controls is presented below:
| Measure | Non-Regional Specific Installed Cost Range*
| Refrigeration Management Devices** | Minimum $500 | Maximum $1,700
| Market | Market Code | Regions | Average Adjustment Factor
| Northern New England | 1 | ME, VT, NH | 0.92417
| Central/Southern New England | 2 | MA (exc Boston), RI, most CT | 1.0658
| New England City | 3 | Boston, Providence | 1.1285
| NY Metro | 4 | NYC, Metro, Suburbs, Southeast CT, | 1.254
| NY Upstate | 5 | Buffalo, Rochester etc. | 1
| Mid-Atlantic | 6 | MD, DE, DC | 0.946
| National Average | - | - | 1
* Since the baseline cost for this measure is zero, these costs are actually the full installed cost including both materials and labor.
** Also see Note on READ ME tab
Summary of incremental cost data analysis for Evaporator Fan Controls. *Since the baseline cost for this measure is zero, these costs are the full installed cost including both materials and labor. Regional adjustment factors are applied to national average incremental costs. Regional adjustment factors were developed using RSMeans Masterformat City Cost Indexes based on weighted average of division category .

## Data Analysis
Evaporator Fan Controls
|  |  |  | Market |  |  | Market Code | [5 empty] | Formatted Data | [12 empty] | avg. cost/fan - outliers removed |  |  | Material and Labor Cost Analysis | [5 empty] | Regional Adjustment Factors | [5 empty] | Results
|  |  |  | Northern New England |  |  | 1 | [5 empty] | Note: All costs and Labor were adjusted to reflect National values based on RSMeans City Cost Indexes (CCI). | [12 empty] | 137.8023 |  |  | Evaporator Fan Controls
|  |  |  | Central/Southern New England |  |  | 2 | [18 empty] | CPUC/Itron avg.cost/fan
|  |  |  | New England City |  |  | 3 | [5 empty] | outliers - top & bottom decile
|  |  |  | NY Metro |  |  | 4 | [5 empty] | outliers - 1.5 Std. Dev test | [12 empty] | 173.8067
| Raw Data |  |  | NY Upstate |  |  | 5 | [5 empty] | outliers - both tests | [11 empty] | average installed cost | avg. cost/fan
|  |  |  | Mid-Atlantic - |  |  | 6 | [11 empty] | average material cost | 355.0018 |  |  | average labor cost | 187.0395 | 542.0413 | 133.4255 | [8 empty] | Reference: RSMeans Masterformat City Cost Indexes based on weighted average of division category
| Primary Data |  |  | National Average |  |  | - | [5 empty] | Evaporator Fan Controls | [21 empty] | Installation costs include both labor and equipment rental costs
ID | Utility | Source | Price Year | Region | ID | Invoice/Project # | # Fans | Total Equip Cost | max hp | Labor Rate ($/Hr) | Tot Labor Hours | Installed Cost | Region | ID | Invoice/Interview # | control type | Number Evaporators | # Fans | Equip Cost ($/EFC) | Non Regional Specific Adjusted Equipment Cost ($/EFC) | Other Materials | Labor Rate ($/Hr) | Non Regional SpecificAdjusted Labor Rate ($/Hr) | Tot Labor Hours | Installed Cost | $/Fan | Total labor cost | [7 empty] | Region | Market Code | Reference City | Material | Installation | Total | Evaporator Fan Controls - Installed Cost
7 | Pepco | Program data | 2014 | 6 | 7 | ERF-D13-3003 | 4 | 114.29 | NA | 50 | 3 | 264.29 | Mid-Atlantic - | 7 | Program data | two-speed | 1 | 4 | 114.29 | 114.6052 |  | 50 | 50.1379 | 3 | 265.0188 | 66.2547 | 150.4136 |  | Evaporator Fan Controls - Installed Cost | [5 empty] | Maine | 1 | Portland | 100.8 | 91.2 | 96.6 | Measure | Material Cost $ / Unit | Labor Cost / unit | Total installed Cost / unit
8 | Pepco | Program data | 2014 | 6 | 8 | ERF-M13-0025 | 4 | 114.29 | NA | 50 | 3 | 264.29 | Mid-Atlantic - | 8 | Program data | two-speed | 1 | 4 | 114.29 | 114.6052 |  | 50 | 50.1379 | 3 | 265.0188 | 66.2547 | 150.4136 |  | Measure | Material Cost $ / Unit | Labor Cost / unit | Total installed Cost / controller | Total Installed Cost / fan | Difference | Maine | 1 | Rockland | 95 | 86.5 | 91.3 | Evaporator Fan control | 355.0018 | 187.0395 | 542.0413
9 | Pepco | Program data | 2014 | 6 | 9 | ERF-M13-0021 | 4 | 114.29 | NA | 50 | 3 | 264.29 | Mid-Atlantic - | 9 | Program data | two-speed | 1 | 4 | 114.29 | 114.6052 |  | 50 | 50.1379 | 3 | 265.0188 | 66.2547 | 150.4136 |  | Evaporator Fan control | 355.0018 | 187.0395 | 542.0413 | 133.4255 | - | New Hampshire | 1 | Manchester | 102.1 | 93.6 | 98.4
10 | Pepco | Program data | 2014 | 6 | 10 | ERF-M13-0022 | 4 | 114.29 | NA | 50 | 3 | 264.29 | Mid-Atlantic - | 10 | Program data | two-speed | 1 | 4 | 114.29 | 114.6052 |  | 50 | 50.1379 | 3 | 265.0188 | 66.2547 | 150.4136 |  | bottom and top deciles removed | 435.134 | 198.9981 | 634.1321 | 147.0433 | 16.99% | New Hampshire | 1 | Claremont | 96 | 70.1 | 84.7
11 | Pepco | Program data | 2014 | 6 | 11 | ERF-M13-0023 | 4 | 114.29 | NA | 50 | 3 | 264.29 | Mid-Atlantic - | 11 | Program data | two-speed | 1 | 4 | 114.29 | 114.6052 |  | 50 | 50.1379 | 3 | 265.0188 | 66.2547 | 150.4136 |  | Data 1.5 SDev either side of mean removed | 301.7036 | 186.5707 | 488.2743 | 120.1337 | -9.919% | Vermont | 1 | Burlington | 101.5 | 85.1 | 94.4
Averages | [7 empty] | 114.29 |  | 50 | 3 | 264.29 | Averages |  |  |  |  | 4 | 114.29 | 114.6052 |  | 50 | 50.1379 | 3 | 265.0188 | 66.2547 | 150.4136 |  | Both outlier methodologies applied | 364.0697 | 198.6231 | 562.6928 | 138.0934 | 3.81% | Vermont | 1 | Guildhall | 96.8 | 79.2 | 89.1
Averages with bottom and top deciles removed | [12 empty] | Averages with bottom and top deciles removed | [21 empty] | Massachusetts | 2 | Fall River | 100.2 | 126.8 | 111.8
Averages with outliers removed (1.5 Std. Dev. Either side of mean) | [7 empty] | 114.29 |  | 50 | 3 | 264.29 | Averages with outliers removed (1.5 Std. Dev. Either side of mean) |  |  |  |  | 4 | 114.29 | 114.6052 |  | 50 | 50.1379 | 3 | 265.0188 | 66.2547 | 150.4136 |  | Statistical Analysis of Non-Regional Specific Results | [5 empty] | Massachusetts | 2 | Greenfield | 97.8 | 110.2 | 103
Averages with both outlier methods applied | [12 empty] | Averages with both outlier methods applied | [15 empty] | Data Statistics and Ranges | [5 empty] | Massachusetts | 2 | Pittsfield | 99.6 | 109.6 | 103.9
20 | NA | Web Search | 2014 | - | 20 |  |  | 199.66 | NA | 85 | 3 | 454.66 | other | 20 | Web Search | two-speed | 1 | 4 | 199.66 | 199.66 |  | 85 | 85 | 3 | 454.66 | 113.665 | 255 |  | Metric | [5 empty] | Rhode Island | 2 | Newport | 99 | 116.6 | 106.6
21 | NA | Web Search | 2014 | - | 21 |  | 4 | 408.7 | 1.5 | 85 | 3 | 663.7 | other | 21 | Web Search | two-speed | 1 | 4 | 408.7 | 408.7 |  | 85 | 85 | 3 | 663.7 | 165.925 | 255 |  |  | Material Cost / Unit | Labor Cost / Unit | Total installed Cost / unit |  |  | Connecticut | 2 | New London | 97.7 | 120.5 | 107.6
22 | NA | Web Search | 2014 | - | 22 |  | 4 | 422.1 | 3 | 85 | 3 | 677.1 | other | 22 | Web Search | two-speed | 1 | 4 | 422.1 | 422.1 |  | 85 | 85 | 3 | 677.1 | 169.275 | 255 | [7 empty] | Massachusetts | 3 | Boston | 101.8 | 138.1 | 117.6
23 | NA | Web Search | 2014 | - | 23 |  | 4 | 442.2 | 1.5 | 80 | 3 | 682.2 | other | 23 | Web Search | two-speed | 1 | 4 | 442.2 | 442.2 |  | 80 | 80 | 3 | 682.2 | 170.55 | 240 |  | Average | 355.0018 | 187.0395 | 542.0413 |  | 1.5 Std Dev. Bounds | Rhode Island | 3 | Providence | 101.5 | 116.6 | 108.1
24 | NA | Web Search | 2014 | - | 24 |  | 4 | 428.8 | 3 | 80 | 3 | 668.8 | other | 24 | Web Search | two-speed | 1 | 4 | 428.8 | 428.8 |  | 80 | 80 | 3 | 668.8 | 167.2 | 240 |  | Standard deviation | 353.2897 | 50.2842 | 388.3321 | Low: | -40.4569 | New York | 4 | Brooklyn | 102.6 | 162.9 | 128.9
27 | NA | Web Search | 2010 | - | 27 |  | 4 | 435.5 | NA | 80 | 3 | 675.5 | other | 27 | Web Search | two-speed | 1 | 4 | 435.5 | 435.5 |  | 80 | 80 | 3 | 675.5 | 168.875 | 240 |  | Standard error | 78.998 | 11.2439 | 86.8337 | High: | 1124.5395 | New York | 4 | New York | 103.8 | 166.4 | 131.1
28 | NA | Web Search | 2014 | - | 28 |  | 4 | 810.7 | 0.75 | 85 | 3 | 1065.7 | other | 28 | Web Search | two-speed | 1 | 4 | 810.7 | 810.7 |  | 85 | 85 | 3 | 1065.7 | 266.425 | 255 |  | Confidence level | 90% | 90% | 90% |  |  | New York | 4 | Long Island City | 102.2 | 162.9 | 128.6
29 | NA | Web Search | 2014 | - | 29 |  | 4 | 978.2 | 1.5 | 85 | 3 | 1233.2 | other | 29 | Web Search | two-speed | 1 | 4 | 978.2 | 978.2 |  | 85 | 85 | 3 | 1233.2 | 308.3 | 255 |  | Corresponding critical value (Z-score) | 1.645 | 1.645 | 1.645 |  |  | Connecticut | 4 | Stamford | 101.5 | 127.9 | 113
30 | NA | Web Search | 2014 | - | 30 |  | 4 | 991.6 | 1.5 | 85 | 3 | 1246.6 | other | 30 | Web Search | two-speed | 1 | 4 | 991.6 | 991.6 |  | 85 | 85 | 3 | 1246.6 | 311.65 | 255 |  | Confidence range ($)(+/-) | 129.9517 | 18.4962 | 142.8414 |  |  | New York | 5 | Albany | 98.6 | 100.2 | 99.3
31 | NA | Web Search | 2014 | - | 31 |  | 4 | 1192.6 | 3 | 85 | 3 | 1447.6 | other | 31 | Web Search | two-speed | 1 | 4 | 1192.6 | 1192.6 |  | 85 | 85 | 3 | 1447.6 | 361.9 | 255 |  | Confidence range (%)(+/-) | 36.61% | 9.889% | 26.35% |  |  | New York | 5 | Buffalo | 99.7 | 105.8 | 102.4
32 | NA | Web Search | 2014 | - | 32 |  | 4 | 1210.02 | 2.25 | 85 | 3 | 1465.02 | other | 32 | Web Search | two-speed | 1 | 4 | 1210.02 | 1210.02 |  | 85 | 85 | 3 | 1465.02 | 366.255 | 255 |  | Note: The Z score of 1.645 represents a two-sided, 90/10 confidence interval for a normal distribution. This statistical approach was used to determine an interval estimate with a specified probability that the actual value will lie within the range of the interval. By utilizing a 1.645 Z score, Navigant is targeting that the true value will be within 10% of the estimated value with a 90% level of confidence. | [5 empty] | New York | 5 | Rochester | 100.3 | 95.6 | 98.3
1815 | NA | Web Search | 2014 | - | 1815 |  | 4 | 480.5508 | NA | 85 | 3 | 735.5508 | other | 1815 | Web Search | two-speed | 1 | 4 | 480.5508 | 480.5508 |  | 85 | 85 | 3 | 735.5508 | 183.8877 | 255 | [7 empty] | New York | 5 | Niagara Falls | 96.9 | 103.9 | 100
Averages | [7 empty] | 666.7192 |  | 83.75 | 3 | 917.9692 | Averages |  |  |  |  | 4 | 666.7192 | 666.7192 |  | 83.75 | 83.75 | 3 | 917.9692 | 229.4923 | 251.25 | [7 empty] | Delaware | 6 | Wilmington | 99.4 | 108.1 | 103.2
Averages with bottom and top deciles removed | [12 empty] | Averages with bottom and top deciles removed | [6 empty] | 666.7192 |  | 83.5 | 83.5 | 3 | 810.3011 | 202.5753 | 250.5 | [7 empty] | Maryland | 6 | Easton | 97.4 | 69.3 | 85.2
Averages with outliers removed (1.5 Std. Dev. Either side of mean) | [7 empty] | 511.8234 |  | 83.3333 | 3 | 761.8234 | Averages with outliers removed (1.5 Std. Dev. Either side of mean) |  |  |  |  | 4 | 453.5263 | 453.5263 |  | 83.125 | 83.125 | 3 | 702.9013 | 175.7253 | 249.375 | [7 empty] | Maryland | 6 | Baltimore | 100.5 | 82.8 | 92.8
Averages with both outlier methods applied | [12 empty] | Averages with both outlier methods applied |  |  |  |  | 4 | 453.5263 | 453.5263 |  | 83.125 | 83.125 | 3 | 702.9013 | 175.7253 | 249.375 | [5 empty] | Top and Bottom Deciles |  | D.C. | 6 | Washington | 101.6 | 91.6 | 97.2
37 | EVT | Interview | 2015 | 1 | 37 |  | 4.5 | 350.375 | NA | 79.85 | 2.5 | 550 | Northern New England | 37 | Interview | two-speed | 1 | 4.5 | 350.375 | 354.9899 |  | 79.85 | 80.9017 | 2.5 | 557.2442 | 123.832 | 202.2543 |  |  | Decile | data points |  | 265.0188 | 10th percentile
45 | EVT | Interview | 2015 | 1 | 45 |  | 4 | 300 | NA | 100 | 1 | 400 | Northern New England | 45 | Interview | two-speed | 1 | 4 | 300 | 303.9514 |  | 100 | 101.3171 | 1 | 405.2685 | 101.3171 | 101.3171 |  |  | 1st | 5 |  | 265.0188 | 20th percentile
Averages | [6 empty] | 4.25 | 325.1875 |  | 325.1875 | 1.75 | 325.1875 | Averages |  |  |  |  | 4.25 | 325.1875 | 329.4706 |  | 89.925 | 91.1094 | 1.75 | 481.2563 | 112.5746 | 151.7857 |  |  | 2nd | 0 |  | 439.8425 | 30th percentile
Averages with bottom and top deciles removed | [6 empty] | 4.25 | 325.1875 |  | 325.1875 |  | 325.1875 | Averages with bottom and top deciles removed |  |  |  |  | 4.25 | 325.1875 | 329.4706 |  | 89.925 | 91.1094 | 1.75 | 481.2563 | 112.5746 | 151.7857 |  |  | 3rd | 1 |  | 535.9148 | 40th percentile
Averages with outliers removed (1.5 Std. Dev. Either side of mean) | [6 empty] | 4.25 | 325.1875 |  | 325.1875 |  | 325.1875 | Averages with outliers removed (1.5 Std. Dev. Either side of mean) |  |  |  |  | 4.25 | 325.1875 | 329.4706 |  | 89.925 | 91.1094 | 1.75 | 481.2563 | 112.5746 | 151.7857 |  |  | 4th | 2 |  | 666.25 | 50th percentile
Averages with both outlier methods applied | [12 empty] | Averages with both outlier methods applied |  |  |  |  | 4.25 | 325.1875 | 329.4706 |  | 89.925 | 91.1094 | 1.75 | 481.2563 | 112.5746 | 151.7857 |  |  | 5th | 2 |  | 676.14 | 60th percentile | National Average |  |  | 100 | 100 | 100
1814 | ConEd | Program data | 2014 | 4 | 1814 |  | 4 | 333.705 | NA | 79.85 | 2.5 | 533.33 | NY Metro | 1814 | Program data | two-speed | 1 | 4 | 317.0198 | 309.2121 |  | 79.85 | 77.8834 | 2.5 | 503.9208 | 125.9802 | 194.7086 |  |  | 6th | 2 |  | 698.2052 | 70th percentile
Averages | [7 empty] | 333.705 |  | 79.85 | 2.5 | 533.33 | Averages |  |  |  |  | 4 | 125.9802 | 309.2121 |  | 79.85 | 77.8834 | 2.5 | 503.9208 | 125.9802 | 194.7086 |  |  | 7th | 2 |  | 1099.2 | 80th percentile | City Cost Index number is a percentage ratio of a specific city’s cost to the national average cost of the same item at a stated time period.
Averages with bottom and top deciles removed | [12 empty] | Averages with bottom and top deciles removed |  |  |  |  | 4 | 125.9802 | 309.2121 |  | 79.85 | 77.8834 | 2.5 | 503.9208 | 125.9802 | 194.7086 |  |  | 8th | 2 |  | 1266.7 | 90th percentile
Averages with outliers removed (1.5 Std. Dev. Either side of mean) | [12 empty] | Averages with outliers removed (1.5 Std. Dev. Either side of mean) |  |  |  |  | 4 | 125.9802 | 309.2121 |  | 79.85 | 77.8834 | 2.5 | 503.9208 | 125.9802 | 194.7086 |  |  | 9th | 2
Averages with both outlier methods applied | [12 empty] | Averages with both outlier methods applied |  |  |  |  | 4 | 125.9802 | 309.2121 |  | 79.85 | 77.8834 | 2.5 | 503.9208 | 125.9802 | 194.7086 |  |  | 10th | 2
20
ID | Refrigeration Management Devices |  |  |  | [analyzed separately] |  | Refrigeration Management Devices |  |  |  | [analyzed separately] |  |  | Refrigeration Management Devices | [8 empty] | Refrigeration Management Devices | [11 empty] | Market | Market Code | Example | Material Adjustment Factor | Labor Adjustment Factor
5 | Nat. Grid | Invoice | 2014 | 2 | 5 |  | 6 | 1160 | NA | 65 | 8 | 1680 | Central/Southern New England | 5 | Invoice | on/off | 1 | 6 | 1160 | 1173.3765 |  | 65 | 64.8347 | 8 | 1692.0539 | 282.009 | [8 empty] | Northern New England | 1 | ME, VT, NH | 0.987 | 0.84283
41 | BGE | Interview | 2015 | 6 | 41 |  | 6 | 1240 | NA | 56 | 8 | 1688 | Mid-Atlantic - | 41 | Interview | on/off | 1 | 6 | 1240 | 1243.4194 |  | 56 | 56.1544 | 8 | 1692.6548 | 282.1091 | [8 empty] | Central/Southern New England | 2 | MA exc Boston, RI, most CT | 0.9886 | 1.1674
43 | NSTAR | Interview | 2015 | 2 | 43 |  | 6 | 1200 | NA | 52 | 8 | 1616 | Central/Southern New England | 43 | Interview | on/off | 1 | 6 | 1200 | 1213.8378 |  | 52 | 52.5996 | 8 | 1634.6348 | 272.4391 | [8 empty] | New England City | 3 | Boston, Providence | 1.0165 | 1.2735
39 | Nat. Grid | Interview | 2015 | 2 | 39 |  | 6 | 1160 | NA | 52 | 8 | 1576 | Central/Southern New England | 39 | Interview | on/off | 1 | 6 | 1160 | 1173.3765 |  | 52 | 52.5996 | 8 | 1594.1736 | 265.6956 | [8 empty] | NY Metro | 4 | NYC, metro suburbs Southeast CT, | 1.0252 | 1.5503
1816 | NA | Web Search | 2015 | - | 1816 |  | 4 | 301.5 | NA | 79.85 | 2 | 461.2 | other | 1816 | Web Search | on/off | 1 | 6 | 301.5 | 301.5 |  | 79.85 | 79.85 | 2 | 461.2 | 76.8667 | [8 empty] | NY Upstate | 5 | Buffalo, Rochester etc. | 0.98875 | 1.0137
Averages | [7 empty] | 1012.3 |  | 56.25 | 8 | 1640 | Averages | [5 empty] | 1012.3 | 1021.102 |  | 60.97 | 56.5471 | 6.8 | 1653.3793 | 235.8239 | [8 empty] | Mid-Atlantic - | 6 | MD, DE DC | 0.99725 | 0.8795
[35 empty] | National Average | - | - | 1 | 1
Removed Data | [6 empty] | Removed Data |  |  |  | Removed Data |  | Removed Data | [7 empty] | Reason removed | Removed Data | [12 empty] | other |  |  | 1 | 1
1 | Nat. Grid | Invoice | 2014 | 2 | 1 | 3354548 | [6 empty] | Central/Southern New England | 1 | Invoice |  | 1 | 0 | 0 | 0 | can't disag cost data | 3.635 | 3.6258 | 0 | 0 | -
2 | Nat. Grid | Invoice | 2014 | 2 | 2 | 3354553 | [6 empty] | Central/Southern New England | 2 | Invoice |  | 1 | 0 | 0 | 0 | can't disag cost data | 3.635 | 3.6258 | 0 | 0 | -
3 | Nat. Grid | Invoice | 2014 | 2 | 3 | 3354558 | [6 empty] | Central/Southern New England | 3 | Invoice |  | 1 | 0 | 0 | 0 | can't disag cost data | 3.635 | 3.6258 | 0 | 0 | - | [8 empty] | Raw Data Regions | Material Adjustment Factor | Labor Adjustment Factor
4 | Nat. Grid | Invoice | 2014 | 2 | 4 | 3354554 | [6 empty] | Central/Southern New England | 4 | Invoice |  | 1 | 0 | 0 | 0 | can't disag cost data | 3.635 | 3.6258 | 0 | 0 | - | [8 empty] | MA | 1.0026 | 1.2205
6 | Nat. Grid | Invoice | 2014 | 2 | 6 | 3085028 | [6 empty] | Central/Southern New England | 6 | Invoice |  | 1 | 0 | 0 | 0 | can't disag cost data | 3.635 | 3.6258 | 0 | 0 | - | [8 empty] | RI | 1.0026 | 1.2205
12 | Pepco | Program data | 2014 | 6 | 12 |  | 4 | [5 empty] | Mid-Atlantic - | 12 | Program data |  | 1 | 4 | 0 | 0 | no cost data | 3.635 | 3.645 | 0 | 0 | 0 | [8 empty] | PA | 0.99725 | 0.8795
13 | NA | CPUC/Itron Cost Study | 2014 | - | 13 |  | 4 | 424.78 |  | 90 | 3 | 694.78 | other | 13 |  |  | 1 | 4 | 424.78 | 424.78 | CPUC/Itron data | 90 | 90 | 3 | 694.78 | 173.695 | [8 empty] | MD | 0.99725 | 0.8795
14 | NA | CPUC/Itron Cost Study | 2014 | - | 14 |  | 4 | 448.9 |  | 90 | 3 | 718.9 | other | 14 |  |  | 1 | 4 | 448.9 | 448.9 | CPUC/Itron data | 90 | 90 | 3 | 718.9 | 179.725
15 | NA | CPUC/Itron Cost Study | 2014 | - | 15 |  | 4 | 402 |  | 90 | 3 | 672 | other | 15 |  |  | 1 | 4 | 402 | 402 | CPUC/Itron data | 90 | 90 | 3 | 672 | 168
16 | NA | CPUC/Itron Cost Study | 2014 | - | 16 |  | 4 | 383 |  | 90 | 3 | 653 | other | 16 |  |  | 1 | 4 | 383 | 383 | CPUC/Itron data | 90 | 90 | 3 | 653 | 163.25
17 | NA | CPUC/Itron Cost Study | 2014 | - | 17 |  | 4 | 366 |  | 90 | 3 | 636 | other | 17 |  |  | 1 | 4 | 366 | 366 | CPUC/Itron data | 90 | 90 | 3 | 636 | 159
18 | NA | CPUC/Itron Cost Study | 2014 | - | 18 |  | 4 | 780 |  | 90 | 3 | 1050 | other | 18 |  |  | 1 | 4 | 780 | 780 | CPUC/Itron data | 90 | 90 | 3 | 1050 | 262.5
19 | NA | CPUC/Itron Cost Study | 2014 | - | 19 |  | 2.5 | 448.9 |  | 90 | 3 | 718.9 | other | 19 |  |  | 1 | 2.5 | 448.9 | 448.9 | CPUC/Itron data | 90 | 90 | 3 | 718.9 | 287.56
25 | NA | Web Search | 2014 | - | 25 |  | 4 | 2058 | 3 | 80 | 3 | 2298 | other | 25 | Web Search |  | 1 | 4 | 2058 | 2058 | Three phase power classification | 80 | 80 | 3 | 2298 | 574.5 |  | 240
26 | NA | Web Search | 2014 | - | 26 |  | 4 | 1472.5 | 1.5 | 80 | 3 | 1712.5 | other | 26 | Web Search |  | 1 | 4 | 1472.5 | 1472.5 | Three phase power classification | 80 | 80 | 3 | 1712.5 | 428.125 |  | 240
33 | NA | Web Search | 2014 | - | 33 |  | 4 | 1085 | 4.5 | 85 | 3 | 1340 | other | 33 | Web Search |  | 1 | 4 | 1085 | 1085 | Three phase power classification | 85 | 85 | 3 | 1340 | 335 |  | 255
34 | NA | Web Search | 2014 | - | 34 |  | 4 | 1625 | 3.75 | 85 | 3 | 1880 | other | 34 | Web Search |  | 1 | 4 | 1625 | 1625 | Three phase power classification | 85 | 85 | 3 | 1880 | 470 |  | 255
35 | NA | Web Search | 2014 | - | 35 |  | 4 | 1950 | 7.5 | 85 | 3 | 2205 | other | 35 | Web Search |  | 1 | 4 | 1950 | 1950 | Three phase power classification | 85 | 85 | 3 | 2205 | 551.25 |  | 255
36 | NA | Web Search | 2014 | - | 36 |  | 4 | 2190 | 10.25 | 85 | 3 | 2445 | other | 36 | Web Search |  | 1 | 4 | 2190 | 2190 | Three phase power classification | 85 | 85 | 3 | 2445 | 611.25 |  | 255
38 | EVT | Interview | 2015 | 1 | 38 |  | 4 | 350.375 |  | 79.85 | 2.5 | 550 | Northern New England | 38 | Interview |  | 1 | 4 | 350.375 | 354.9899 | duplicate | 79.85 | 80.9017 | 2.5 | 557.2442 | 139.311 |  | 202.2543
40 | Nat. Grid | Interview | 2015 | 2 | 40 | freezer | 6 | 1450 |  | 65 | 8 | 935.75 | Central/Southern New England | 40 | Interview |  | 1 | 6 | 688.75 | 696.6923 | duplicate | 65 | 65.7495 | 4 | 959.6905 | 159.9484 |  | 262.9982
42 | BGE | Interview | 2015 | 6 | 42 |  | 6 | 1550 |  | 70 | 8 | 1002.25 | Mid-Atlantic - | 42 | Interview |  | 1 | 6 | 736.25 | 738.2803 | duplicate | 70 | 70.193 | 4 | 1019.0524 | 169.8421 |  | 280.7721
44 | NSTAR | Interview | 2015 | 2 | 44 |  | 6 | 1500 |  | 65 | 8 | 959.5 | Central/Southern New England | 44 | Interview |  | 1 | 6 | 712.5 | 720.7162 | duplicate | 65 | 65.7495 | 4 | 983.7143 | 163.9524 |  | 262.9982
46 | EVT | Interview | 2015 | 1 | 46 |  | 4 | 300 |  | 100 | 1 | 400 | Northern New England | 46 | Interview |  | 1 | 4 | 300 | 303.9514 | duplicate | 100 | 101.3171 | 1 | 405.2685 | 101.3171 |  | 101.3171
47 | ConEd | Program data | 2014 | 4 | 47 |  | 4 | 506.63 |  |  |  | 481.2985 | NY Metro | 47 | Program data |  | 1 | 4 | 470.6621 | 459.0705 | contract price | 3.635 | 3.5455 | 3 | 469.707 | 117.4267 |  | 10.6364
48 | ConEd | Program data | 2014 | 4 | 48 |  | 4 | 506.63 |  |  |  | 481.2985 | NY Metro | 48 | Program data |  | 1 | 4 | 470.6621 | 459.0705 | contract price | 3.635 | 3.5455 | 3 | 469.707 | 117.4267 |  | 10.6364
49 | ConEd | Program data | 2014 | 4 | 49 |  | 4 | 506.63 |  |  |  | 481.2985 | NY Metro | 49 | Program data |  | 1 | 4 | 470.6621 | 459.0705 | contract price | 3.635 | 3.5455 | 3 | 469.707 | 117.4267 |  | 10.6364
50 | ConEd | Program data | 2014 | 4 | 50 |  | 4 | 506.63 |  |  |  | 481.2985 | NY Metro | 50 | Program data |  | 1 | 4 | 470.6621 | 459.0705 | contract price | 3.635 | 3.5455 | 3 | 469.707 | 117.4267 |  | 10.6364
51 | ConEd | Program data | 2014 | 4 | 51 |  | 4 | 505 |  |  |  | 479.75 | NY Metro | 51 | Program data |  | 1 | 4 | 469.1136 | 457.5602 | contract price | 3.635 | 3.5455 | 3 | 468.1966 | 117.0492 |  | 10.6364
52 | ConEd | Program data | 2014 | 4 | 52 |  | 4 | 505 |  |  |  | 479.75 | NY Metro | 52 | Program data |  | 1 | 4 | 469.1136 | 457.5602 | contract price | 3.635 | 3.5455 | 3 | 468.1966 | 117.0492 |  | 10.6364
53 | ConEd | Program data | 2014 | 4 | 53 |  | 4 | 505 |  |  |  | 479.75 | NY Metro | 53 | Program data |  | 1 | 4 | 469.1136 | 457.5602 | contract price | 3.635 | 3.5455 | 3 | 468.1966 | 117.0492 |  | 10.6364
54 | ConEd | Program data | 2014 | 4 | 54 |  | 4 | 505 |  |  |  | 479.75 | NY Metro | 54 | Program data |  | 1 | 4 | 469.1136 | 457.5602 | contract price | 3.635 | 3.5455 | 3 | 468.1966 | 117.0492 |  | 10.6364
55 | ConEd | Program data | 2014 | 4 | 55 |  | 4 | 505 |  |  |  | 479.75 | NY Metro | 55 | Program data |  | 1 | 4 | 469.1136 | 457.5602 | contract price | 3.635 | 3.5455 | 3 | 468.1966 | 117.0492 |  | 10.6364
56 | ConEd | Program data | 2014 | 4 | 56 |  | 4 | 505 |  |  |  | 479.75 | NY Metro | 56 | Program data |  | 1 | 4 | 469.1136 | 457.5602 | contract price | 3.635 | 3.5455 | 3 | 468.1966 | 117.0492 |  | 10.6364
57 | ConEd | Program data | 2014 | 4 | 57 |  | 4 | 505 |  |  |  | 479.75 | NY Metro | 57 | Program data |  | 1 | 4 | 469.1136 | 457.5602 | contract price | 3.635 | 3.5455 | 3 | 468.1966 | 117.0492 |  | 10.6364
58 | ConEd | Program data | 2014 | 4 | 58 |  | 4 | 505 |  |  |  | 479.75 | NY Metro | 58 | Program data |  | 1 | 4 | 469.1136 | 457.5602 | contract price | 3.635 | 3.5455 | 3 | 468.1966 | 117.0492 |  | 10.6364
59 | ConEd | Program data | 2014 | 4 | 59 |  | 4 | 505 |  |  |  | 479.75 | NY Metro | 59 | Program data |  | 1 | 4 | 469.1136 | 457.5602 | contract price | 3.635 | 3.5455 | 3 | 468.1966 | 117.0492 |  | 10.6364
60 | ConEd | Program data | 2014 | 4 | 60 |  | 4 | 505 |  |  |  | 479.75 | NY Metro | 60 | Program data |  | 1 | 4 | 469.1136 | 457.5602 | contract price | 3.635 | 3.5455 | 3 | 468.1966 | 117.0492 |  | 10.6364
61 | ConEd | Program data | 2014 | 4 | 61 |  | 4 | 505 |  |  |  | 479.75 | NY Metro | 61 | Program data |  | 1 | 4 | 469.1136 | 457.5602 | contract price | 3.635 | 3.5455 | 3 | 468.1966 | 117.0492 |  | 10.6364
62 | ConEd | Program data | 2014 | 4 | 62 |  | 4 | 505 |  |  |  | 479.75 | NY Metro | 62 | Program data |  | 1 | 4 | 469.1136 | 457.5602 | contract price | 3.635 | 3.5455 | 3 | 468.1966 | 117.0492 |  | 10.6364
63 | ConEd | Program data | 2014 | 4 | 63 |  | 4 | 505 |  |  |  | 479.75 | NY Metro | 63 | Program data |  | 1 | 4 | 469.1136 | 457.5602 | contract price | 3.635 | 3.5455 | 3 | 468.1966 | 117.0492 |  | 10.6364
64 | ConEd | Program data | 2014 | 4 | 64 |  | 4 | 505 |  |  |  | 479.75 | NY Metro | 64 | Program data |  | 1 | 4 | 469.1136 | 457.5602 | contract price | 3.635 | 3.5455 | 3 | 468.1966 | 117.0492 |  | 10.6364
65 | ConEd | Program data | 2014 | 4 | 65 |  | 4 | 505 |  |  |  | 479.75 | NY Metro | 65 | Program data |  | 1 | 4 | 469.1136 | 457.5602 | contract price | 3.635 | 3.5455 | 3 | 468.1966 | 117.0492 |  | 10.6364
66 | ConEd | Program data | 2014 | 4 | 66 |  | 4 | 505 |  |  |  | 479.75 | NY Metro | 66 | Program data |  | 1 | 4 | 469.1136 | 457.5602 | contract price | 3.635 | 3.5455 | 3 | 468.1966 | 117.0492 |  | 10.6364
67 | ConEd | Program data | 2014 | 4 | 67 |  | 4 | 505 |  |  |  | 479.75 | NY Metro | 67 | Program data |  | 1 | 4 | 469.1136 | 457.5602 | contract price | 3.635 | 3.5455 | 3 | 468.1966 | 117.0492 |  | 10.6364
68 | ConEd | Program data | 2014 | 4 | 68 |  | 4 | 505 |  |  |  | 479.75 | NY Metro | 68 | Program data |  | 1 | 4 | 469.1136 | 457.5602 | contract price | 3.635 | 3.5455 | 3 | 468.1966 | 117.0492 |  | 10.6364
69 | ConEd | Program data | 2014 | 4 | 69 |  | 4 | 505 |  |  |  | 479.75 | NY Metro | 69 | Program data |  | 1 | 4 | 469.1136 | 457.5602 | contract price | 3.635 | 3.5455 | 3 | 468.1966 | 117.0492 |  | 10.6364
991 | ConEd | Program data | 2014 | 4 | 991 |  | 4 | 642 |  |  |  | 609.9 | NY Metro | 991 | Program data |  | 1 | 4 | 599.2636 | 584.5048 | contract price | 3.635 | 3.5455 | 3 | 595.1413 | 148.7853 |  | 10.6364
992 | ConEd | Program data | 2014 | 4 | 992 |  | 4 | 642 |  |  |  | 609.9 | NY Metro | 992 | Program data |  | 1 | 4 | 599.2636 | 584.5048 | contract price | 3.635 | 3.5455 | 3 | 595.1413 | 148.7853 |  | 10.6364
993 | ConEd | Program data | 2014 | 4 | 993 |  | 4 | 642 |  |  |  | 609.9 | NY Metro | 993 | Program data |  | 1 | 4 | 599.2636 | 584.5048 | contract price | 3.635 | 3.5455 | 3 | 595.1413 | 148.7853 |  | 10.6364
994 | ConEd | Program data | 2014 | 4 | 994 |  | 4 | 642 |  |  |  | 609.9 | NY Metro | 994 | Program data |  | 1 | 4 | 599.2636 | 584.5048 | contract price | 3.635 | 3.5455 | 3 | 595.1413 | 148.7853 |  | 10.6364
995 | ConEd | Program data | 2014 | 4 | 995 |  | 4 | 642 |  |  |  | 609.9 | NY Metro | 995 | Program data |  | 1 | 4 | 599.2636 | 584.5048 | contract price | 3.635 | 3.5455 | 3 | 595.1413 | 148.7853 |  | 10.6364
996 | ConEd | Program data | 2014 | 4 | 996 |  | 4 | 642 |  |  |  | 609.9 | NY Metro | 996 | Program data |  | 1 | 4 | 599.2636 | 584.5048 | contract price | 3.635 | 3.5455 | 3 | 595.1413 | 148.7853 |  | 10.6364
70 | ConEd | Program data | 2014 | 4 | 70 |  | 4 | 506.63 |  |  |  | 506.63 | NY Metro | 70 | Program data |  | 1 | 4 | 488.9936 | 476.9506 | contract price | 3.635 | 3.5455 | 3 | 487.587 | 121.8967
71 | ConEd | Program data | 2014 | 4 | 71 |  | 4 | 506.63 |  |  |  | 506.63 | NY Metro | 71 | Program data |  | 1 | 4 | 488.9936 | 476.9506 | contract price | 3.635 | 3.5455 | 3 | 487.587 | 121.8967
72 | ConEd | Program data | 2014 | 4 | 72 |  | 4 | 506.63 |  |  |  | 506.63 | NY Metro | 72 | Program data |  | 1 | 4 | 488.9936 | 476.9506 | contract price | 3.635 | 3.5455 | 3 | 487.587 | 121.8967
73 | ConEd | Program data | 2014 | 4 | 73 |  | 4 | 506.63 |  |  |  | 506.63 | NY Metro | 73 | Program data |  | 1 | 4 | 488.9936 | 476.9506 | contract price | 3.635 | 3.5455 | 3 | 487.587 | 121.8967
74 | ConEd | Program data | 2014 | 4 | 74 |  | 4 | 506.63 |  |  |  | 506.63 | NY Metro | 74 | Program data |  | 1 | 4 | 488.9936 | 476.9506 | contract price | 3.635 | 3.5455 | 3 | 487.587 | 121.8967
75 | ConEd | Program data | 2014 | 4 | 75 |  | 4 | 506.63 |  |  |  | 506.63 | NY Metro | 75 | Program data |  | 1 | 4 | 488.9936 | 476.9506 | contract price | 3.635 | 3.5455 | 3 | 487.587 | 121.8967
76 | ConEd | Program data | 2014 | 4 | 76 |  | 4 | 506.63 |  |  |  | 506.63 | NY Metro | 76 | Program data |  | 1 | 4 | 487.9936 | 475.9752 | contract price | 3.635 | 3.5455 | 3 | 486.6116 | 121.6529
77 | ConEd | Program data | 2014 | 4 | 77 |  | 4 | 506.63 |  |  |  | 506.63 | NY Metro | 77 | Program data |  | 1 | 4 | 487.9936 | 475.9752 | contract price | 3.635 | 3.5455 | 3 | 486.6116 | 121.6529
78 | ConEd | Program data | 2014 | 4 | 78 |  | 4 | 506.63 |  |  |  | 506.63 | NY Metro | 78 | Program data |  | 1 | 4 | 487.9936 | 475.9752 | contract price | 3.635 | 3.5455 | 3 | 486.6116 | 121.6529
79 | ConEd | Program data | 2014 | 4 | 79 |  | 4 | 506.63 |  |  |  | 506.63 | NY Metro | 79 | Program data |  | 1 | 4 | 487.9936 | 475.9752 | contract price | 3.635 | 3.5455 | 3 | 486.6116 | 121.6529
80 | ConEd | Program data | 2014 | 4 | 80 |  | 4 | 506.63 |  |  |  | 506.63 | NY Metro | 80 | Program data |  | 1 | 4 | 487.9936 | 475.9752 | contract price | 3.635 | 3.5455 | 3 | 486.6116 | 121.6529
81 | ConEd | Program data | 2014 | 4 | 81 |  | 4 | 506.63 |  |  |  | 506.63 | NY Metro | 81 | Program data |  | 1 | 4 | 488.9936 | 476.9506 | contract price | 3.635 | 3.5455 | 3 | 487.587 | 121.8967
82 | ConEd | Program data | 2014 | 4 | 82 |  | 4 | 505 |  |  |  | 505 | NY Metro | 82 | Program data |  | 1 | 4 | 487.3636 | 475.3607 | contract price | 3.635 | 3.5455 | 3 | 485.9971 | 121.4993
83 | ConEd | Program data | 2014 | 4 | 83 |  | 4 | 505 |  |  |  | 505 | NY Metro | 83 | Program data |  | 1 | 4 | 487.3636 | 475.3607 | contract price | 3.635 | 3.5455 | 3 | 485.9971 | 121.4993
84 | ConEd | Program data | 2014 | 4 | 84 |  | 4 | 505 |  |  |  | 505 | NY Metro | 84 | Program data |  | 1 | 4 | 494.3636 | 482.1883 | contract price | 3.635 | 3.5455 | 3 | 492.8247 | 123.2062
85 | ConEd | Program data | 2014 | 4 | 85 |  | 4 | 505 |  |  |  | 505 | NY Metro | 85 | Program data |  | 1 | 4 | 494.3636 | 482.1883 | contract price | 3.635 | 3.5455 | 3 | 492.8247 | 123.2062
86 | ConEd | Program data | 2014 | 4 | 86 |  | 4 | 505 |  |  |  | 505 | NY Metro | 86 | Program data |  | 1 | 4 | 494.3636 | 482.1883 | contract price | 3.635 | 3.5455 | 3 | 492.8247 | 123.2062
87 | ConEd | Program data | 2014 | 4 | 87 |  | 4 | 505 |  |  |  | 505 | NY Metro | 87 | Program data |  | 1 | 4 | 494.3636 | 482.1883 | contract price | 3.635 | 3.5455 | 3 | 492.8247 | 123.2062
88 | ConEd | Program data | 2014 | 4 | 88 |  | 4 | 505 |  |  |  | 505 | NY Metro | 88 | Program data |  | 1 | 4 | 494.3636 | 482.1883 | contract price | 3.635 | 3.5455 | 3 | 492.8247 | 123.2062
89 | ConEd | Program data | 2014 | 4 | 89 |  | 4 | 505 |  |  |  | 505 | NY Metro | 89 | Program data |  | 1 | 4 | 494.3636 | 482.1883 | contract price | 3.635 | 3.5455 | 3 | 492.8247 | 123.2062
90 | ConEd | Program data | 2014 | 4 | 90 |  | 4 | 505 |  |  |  | 505 | NY Metro | 90 | Program data |  | 1 | 4 | 494.3636 | 482.1883 | contract price | 3.635 | 3.5455 | 3 | 492.8247 | 123.2062
91 | ConEd | Program data | 2014 | 4 | 91 |  | 4 | 505 |  |  |  | 505 | NY Metro | 91 | Program data |  | 1 | 4 | 494.3636 | 482.1883 | contract price | 3.635 | 3.5455 | 3 | 492.8247 | 123.2062
92 | ConEd | Program data | 2014 | 4 | 92 |  | 4 | 505 |  |  |  | 505 | NY Metro | 92 | Program data |  | 1 | 4 | 494.3636 | 482.1883 | contract price | 3.635 | 3.5455 | 3 | 492.8247 | 123.2062
93 | ConEd | Program data | 2014 | 4 | 93 |  | 4 | 505 |  |  |  | 505 | NY Metro | 93 | Program data |  | 1 | 4 | 494.3636 | 482.1883 | contract price | 3.635 | 3.5455 | 3 | 492.8247 | 123.2062
94 | ConEd | Program data | 2014 | 4 | 94 |  | 4 | 505 |  |  |  | 505 | NY Metro | 94 | Program data |  | 1 | 4 | 494.3636 | 482.1883 | contract price | 3.635 | 3.5455 | 3 | 492.8247 | 123.2062
95 | ConEd | Program data | 2014 | 4 | 95 |  | 4 | 505 |  |  |  | 505 | NY Metro | 95 | Program data |  | 1 | 4 | 494.3636 | 482.1883 | contract price | 3.635 | 3.5455 | 3 | 492.8247 | 123.2062
96 | ConEd | Program data | 2014 | 4 | 96 |  | 4 | 505 |  |  |  | 505 | NY Metro | 96 | Program data |  | 1 | 4 | 494.3636 | 482.1883 | contract price | 3.635 | 3.5455 | 3 | 492.8247 | 123.2062
97 | ConEd | Program data | 2014 | 4 | 97 |  | 4 | 505 |  |  |  | 505 | NY Metro | 97 | Program data |  | 1 | 4 | 494.3636 | 482.1883 | contract price | 3.635 | 3.5455 | 3 | 492.8247 | 123.2062
98 | ConEd | Program data | 2014 | 4 | 98 |  | 4 | 505 |  |  |  | 505 | NY Metro | 98 | Program data |  | 1 | 4 | 494.3636 | 482.1883 | contract price | 3.635 | 3.5455 | 3 | 492.8247 | 123.2062
99 | ConEd | Program data | 2014 | 4 | 99 |  | 4 | 505 |  |  |  | 505 | NY Metro | 99 | Program data |  | 1 | 4 | 494.3636 | 482.1883 | contract price | 3.635 | 3.5455 | 3 | 492.8247 | 123.2062
100 | ConEd | Program data | 2014 | 4 | 100 |  | 4 | 505 |  |  |  | 505 | NY Metro | 100 | Program data |  | 1 | 4 | 494.3636 | 482.1883 | contract price | 3.635 | 3.5455 | 3 | 492.8247 | 123.2062
101 | ConEd | Program data | 2014 | 4 | 101 |  | 4 | 505 |  |  |  | 505 | NY Metro | 101 | Program data |  | 1 | 4 | 494.3636 | 482.1883 | contract price | 3.635 | 3.5455 | 3 | 492.8247 | 123.2062
102 | ConEd | Program data | 2014 | 4 | 102 |  | 4 | 505 |  |  |  | 505 | NY Metro | 102 | Program data |  | 1 | 4 | 494.3636 | 482.1883 | contract price | 3.635 | 3.5455 | 3 | 492.8247 | 123.2062
103 | ConEd | Program data | 2014 | 4 | 103 |  | 4 | 505 |  |  |  | 505 | NY Metro | 103 | Program data |  | 1 | 4 | 494.3636 | 482.1883 | contract price | 3.635 | 3.5455 | 3 | 492.8247 | 123.2062
104 | ConEd | Program data | 2014 | 4 | 104 |  | 4 | 505 |  |  |  | 505 | NY Metro | 104 | Program data |  | 1 | 4 | 494.3636 | 482.1883 | contract price | 3.635 | 3.5455 | 3 | 492.8247 | 123.2062
105 | ConEd | Program data | 2014 | 4 | 105 |  | 4 | 505 |  |  |  | 505 | NY Metro | 105 | Program data |  | 1 | 4 | 494.3636 | 482.1883 | contract price | 3.635 | 3.5455 | 3 | 492.8247 | 123.2062
106 | ConEd | Program data | 2014 | 4 | 106 |  | 4 | 505 |  |  |  | 505 | NY Metro | 106 | Program data |  | 1 | 4 | 494.3636 | 482.1883 | contract price | 3.635 | 3.5455 | 3 | 492.8247 | 123.2062
107 | ConEd | Program data | 2014 | 4 | 107 |  | 4 | 505 |  |  |  | 505 | NY Metro | 107 | Program data |  | 1 | 4 | 494.3636 | 482.1883 | contract price | 3.635 | 3.5455 | 3 | 492.8247 | 123.2062
108 | ConEd | Program data | 2014 | 4 | 108 |  | 4 | 505 |  |  |  | 505 | NY Metro | 108 | Program data |  | 1 | 4 | 494.3636 | 482.1883 | contract price | 3.635 | 3.5455 | 3 | 492.8247 | 123.2062
109 | ConEd | Program data | 2014 | 4 | 109 |  | 4 | 505 |  |  |  | 505 | NY Metro | 109 | Program data |  | 1 | 4 | 494.3636 | 482.1883 | contract price | 3.635 | 3.5455 | 3 | 492.8247 | 123.2062
110 | ConEd | Program data | 2014 | 4 | 110 |  | 4 | 505 |  |  |  | 505 | NY Metro | 110 | Program data |  | 1 | 4 | 494.3636 | 482.1883 | contract price | 3.635 | 3.5455 | 3 | 492.8247 | 123.2062
111 | ConEd | Program data | 2014 | 4 | 111 |  | 4 | 505 |  |  |  | 505 | NY Metro | 111 | Program data |  | 1 | 4 | 494.3636 | 482.1883 | contract price | 3.635 | 3.5455 | 3 | 492.8247 | 123.2062
112 | ConEd | Program data | 2014 | 4 | 112 |  | 4 | 505 |  |  |  | 505 | NY Metro | 112 | Program data |  | 1 | 4 | 494.3636 | 482.1883 | contract price | 3.635 | 3.5455 | 3 | 492.8247 | 123.2062
113 | ConEd | Program data | 2014 | 4 | 113 |  | 4 | 505 |  |  |  | 505 | NY Metro | 113 | Program data |  | 1 | 4 | 494.3636 | 482.1883 | contract price | 3.635 | 3.5455 | 3 | 492.8247 | 123.2062
114 | ConEd | Program data | 2014 | 4 | 114 |  | 4 | 505 |  |  |  | 505 | NY Metro | 114 | Program data |  | 1 | 4 | 494.3636 | 482.1883 | contract price | 3.635 | 3.5455 | 3 | 492.8247 | 123.2062
115 | ConEd | Program data | 2014 | 4 | 115 |  | 4 | 505 |  |  |  | 505 | NY Metro | 115 | Program data |  | 1 | 4 | 494.3636 | 482.1883 | contract price | 3.635 | 3.5455 | 3 | 492.8247 | 123.2062
116 | ConEd | Program data | 2014 | 4 | 116 |  | 4 | 505 |  |  |  | 505 | NY Metro | 116 | Program data |  | 1 | 4 | 494.3636 | 482.1883 | contract price | 3.635 | 3.5455 | 3 | 492.8247 | 123.2062
117 | ConEd | Program data | 2014 | 4 | 117 |  | 4 | 505 |  |  |  | 505 | NY Metro | 117 | Program data |  | 1 | 4 | 494.3636 | 482.1883 | contract price | 3.635 | 3.5455 | 3 | 492.8247 | 123.2062
118 | ConEd | Program data | 2014 | 4 | 118 |  | 4 | 505 |  |  |  | 505 | NY Metro | 118 | Program data |  | 1 | 4 | 494.3636 | 482.1883 | contract price | 3.635 | 3.5455 | 3 | 492.8247 | 123.2062
119 | ConEd | Program data | 2014 | 4 | 119 |  | 4 | 505 |  |  |  | 505 | NY Metro | 119 | Program data |  | 1 | 4 | 494.3636 | 482.1883 | contract price | 3.635 | 3.5455 | 3 | 492.8247 | 123.2062
120 | ConEd | Program data | 2014 | 4 | 120 |  | 4 | 505 |  |  |  | 505 | NY Metro | 120 | Program data |  | 1 | 4 | 494.3636 | 482.1883 | contract price | 3.635 | 3.5455 | 3 | 492.8247 | 123.2062
121 | ConEd | Program data | 2014 | 4 | 121 |  | 4 | 505 |  |  |  | 505 | NY Metro | 121 | Program data |  | 1 | 4 | 494.3636 | 482.1883 | contract price | 3.635 | 3.5455 | 3 | 492.8247 | 123.2062
122 | ConEd | Program data | 2014 | 4 | 122 |  | 4 | 505 |  |  |  | 505 | NY Metro | 122 | Program data |  | 1 | 4 | 494.3636 | 482.1883 | contract price | 3.635 | 3.5455 | 3 | 492.8247 | 123.2062
123 | ConEd | Program data | 2014 | 4 | 123 |  | 4 | 505 |  |  |  | 505 | NY Metro | 123 | Program data |  | 1 | 4 | 494.3636 | 482.1883 | contract price | 3.635 | 3.5455 | 3 | 492.8247 | 123.2062
124 | ConEd | Program data | 2014 | 4 | 124 |  | 4 | 505 |  |  |  | 505 | NY Metro | 124 | Program data |  | 1 | 4 | 494.3636 | 482.1883 | contract price | 3.635 | 3.5455 | 3 | 492.8247 | 123.2062
125 | ConEd | Program data | 2014 | 4 | 125 |  | 4 | 505 |  |  |  | 505 | NY Metro | 125 | Program data |  | 1 | 4 | 494.3636 | 482.1883 | contract price | 3.635 | 3.5455 | 3 | 492.8247 | 123.2062
126 | ConEd | Program data | 2014 | 4 | 126 |  | 4 | 505 |  |  |  | 505 | NY Metro | 126 | Program data |  | 1 | 4 | 494.3636 | 482.1883 | contract price | 3.635 | 3.5455 | 3 | 492.8247 | 123.2062
127 | ConEd | Program data | 2014 | 4 | 127 |  | 4 | 505 |  |  |  | 505 | NY Metro | 127 | Program data |  | 1 | 4 | 494.3636 | 482.1883 | contract price | 3.635 | 3.5455 | 3 | 492.8247 | 123.2062
128 | ConEd | Program data | 2014 | 4 | 128 |  | 4 | 505 |  |  |  | 505 | NY Metro | 128 | Program data |  | 1 | 4 | 494.3636 | 482.1883 | contract price | 3.635 | 3.5455 | 3 | 492.8247 | 123.2062
129 | ConEd | Program data | 2014 | 4 | 129 |  | 4 | 505 |  |  |  | 505 | NY Metro | 129 | Program data |  | 1 | 4 | 494.3636 | 482.1883 | contract price | 3.635 | 3.5455 | 3 | 492.8247 | 123.2062
130 | ConEd | Program data | 2014 | 4 | 130 |  | 4 | 505 |  |  |  | 505 | NY Metro | 130 | Program data |  | 1 | 4 | 494.3636 | 482.1883 | contract price | 3.635 | 3.5455 | 3 | 492.8247 | 123.2062
131 | ConEd | Program data | 2014 | 4 | 131 |  | 4 | 505 |  |  |  | 505 | NY Metro | 131 | Program data |  | 1 | 4 | 494.3636 | 482.1883 | contract price | 3.635 | 3.5455 | 3 | 492.8247 | 123.2062
132 | ConEd | Program data | 2014 | 4 | 132 |  | 4 | 505 |  |  |  | 505 | NY Metro | 132 | Program data |  | 1 | 4 | 494.3636 | 482.1883 | contract price | 3.635 | 3.5455 | 3 | 492.8247 | 123.2062
133 | ConEd | Program data | 2014 | 4 | 133 |  | 4 | 505 |  |  |  | 505 | NY Metro | 133 | Program data |  | 1 | 4 | 494.3636 | 482.1883 | contract price | 3.635 | 3.5455 | 3 | 492.8247 | 123.2062
134 | ConEd | Program data | 2014 | 4 | 134 |  | 4 | 505 |  |  |  | 505 | NY Metro | 134 | Program data |  | 1 | 4 | 494.3636 | 482.1883 | contract price | 3.635 | 3.5455 | 3 | 492.8247 | 123.2062
135 | ConEd | Program data | 2014 | 4 | 135 |  | 4 | 505 |  |  |  | 505 | NY Metro | 135 | Program data |  | 1 | 4 | 494.3636 | 482.1883 | contract price | 3.635 | 3.5455 | 3 | 492.8247 | 123.2062
136 | ConEd | Program data | 2014 | 4 | 136 |  | 4 | 505 |  |  |  | 505 | NY Metro | 136 | Program data |  | 1 | 4 | 494.3636 | 482.1883 | contract price | 3.635 | 3.5455 | 3 | 492.8247 | 123.2062
137 | ConEd | Program data | 2014 | 4 | 137 |  | 4 | 505 |  |  |  | 505 | NY Metro | 137 | Program data |  | 1 | 4 | 494.3636 | 482.1883 | contract price | 3.635 | 3.5455 | 3 | 492.8247 | 123.2062
138 | ConEd | Program data | 2014 | 4 | 138 |  | 4 | 505 |  |  |  | 505 | NY Metro | 138 | Program data |  | 1 | 4 | 494.3636 | 482.1883 | contract price | 3.635 | 3.5455 | 3 | 492.8247 | 123.2062
139 | ConEd | Program data | 2014 | 4 | 139 |  | 4 | 505 |  |  |  | 505 | NY Metro | 139 | Program data |  | 1 | 4 | 494.3636 | 482.1883 | contract price | 3.635 | 3.5455 | 3 | 492.8247 | 123.2062
140 | ConEd | Program data | 2014 | 4 | 140 |  | 4 | 505 |  |  |  | 505 | NY Metro | 140 | Program data |  | 1 | 4 | 494.3636 | 482.1883 | contract price | 3.635 | 3.5455 | 3 | 492.8247 | 123.2062
141 | ConEd | Program data | 2014 | 4 | 141 |  | 4 | 505 |  |  |  | 505 | NY Metro | 141 | Program data |  | 1 | 4 | 494.3636 | 482.1883 | contract price | 3.635 | 3.5455 | 3 | 492.8247 | 123.2062
142 | ConEd | Program data | 2014 | 4 | 142 |  | 4 | 505 |  |  |  | 505 | NY Metro | 142 | Program data |  | 1 | 4 | 494.3636 | 482.1883 | contract price | 3.635 | 3.5455 | 3 | 492.8247 | 123.2062
143 | ConEd | Program data | 2014 | 4 | 143 |  | 4 | 505 |  |  |  | 505 | NY Metro | 143 | Program data |  | 1 | 4 | 494.3636 | 482.1883 | contract price | 3.635 | 3.5455 | 3 | 492.8247 | 123.2062
144 | ConEd | Program data | 2014 | 4 | 144 |  | 4 | 505 |  |  |  | 505 | NY Metro | 144 | Program data |  | 1 | 4 | 494.3636 | 482.1883 | contract price | 3.635 | 3.5455 | 3 | 492.8247 | 123.2062
145 | ConEd | Program data | 2014 | 4 | 145 |  | 4 | 505 |  |  |  | 505 | NY Metro | 145 | Program data |  | 1 | 4 | 494.3636 | 482.1883 | contract price | 3.635 | 3.5455 | 3 | 492.8247 | 123.2062
146 | ConEd | Program data | 2014 | 4 | 146 |  | 4 | 505 |  |  |  | 505 | NY Metro | 146 | Program data |  | 1 | 4 | 494.3636 | 482.1883 | contract price | 3.635 | 3.5455 | 3 | 492.8247 | 123.2062
147 | ConEd | Program data | 2014 | 4 | 147 |  | 4 | 505 |  |  |  | 505 | NY Metro | 147 | Program data |  | 1 | 4 | 494.3636 | 482.1883 | contract price | 3.635 | 3.5455 | 3 | 492.8247 | 123.2062
148 | ConEd | Program data | 2014 | 4 | 148 |  | 4 | 505 |  |  |  | 505 | NY Metro | 148 | Program data |  | 1 | 4 | 494.3636 | 482.1883 | contract price | 3.635 | 3.5455 | 3 | 492.8247 | 123.2062
149 | ConEd | Program data | 2014 | 4 | 149 |  | 4 | 505 |  |  |  | 505 | NY Metro | 149 | Program data |  | 1 | 4 | 494.3636 | 482.1883 | contract price | 3.635 | 3.5455 | 3 | 492.8247 | 123.2062
150 | ConEd | Program data | 2014 | 4 | 150 |  | 4 | 505 |  |  |  | 505 | NY Metro | 150 | Program data |  | 1 | 4 | 494.3636 | 482.1883 | contract price | 3.635 | 3.5455 | 3 | 492.8247 | 123.2062
151 | ConEd | Program data | 2014 | 4 | 151 |  | 4 | 505 |  |  |  | 505 | NY Metro | 151 | Program data |  | 1 | 4 | 494.3636 | 482.1883 | contract price | 3.635 | 3.5455 | 3 | 492.8247 | 123.2062
152 | ConEd | Program data | 2014 | 4 | 152 |  | 4 | 505 |  |  |  | 505 | NY Metro | 152 | Program data |  | 1 | 4 | 494.3636 | 482.1883 | contract price | 3.635 | 3.5455 | 3 | 492.8247 | 123.2062
153 | ConEd | Program data | 2014 | 4 | 153 |  | 4 | 505 |  |  |  | 505 | NY Metro | 153 | Program data |  | 1 | 4 | 494.3636 | 482.1883 | contract price | 3.635 | 3.5455 | 3 | 492.8247 | 123.2062
154 | ConEd | Program data | 2014 | 4 | 154 |  | 4 | 505 |  |  |  | 505 | NY Metro | 154 | Program data |  | 1 | 4 | 494.3636 | 482.1883 | contract price | 3.635 | 3.5455 | 3 | 492.8247 | 123.2062
155 | ConEd | Program data | 2014 | 4 | 155 |  | 4 | 505 |  |  |  | 505 | NY Metro | 155 | Program data |  | 1 | 4 | 494.3636 | 482.1883 | contract price | 3.635 | 3.5455 | 3 | 492.8247 | 123.2062
156 | ConEd | Program data | 2014 | 4 | 156 |  | 4 | 505 |  |  |  | 505 | NY Metro | 156 | Program data |  | 1 | 4 | 494.3636 | 482.1883 | contract price | 3.635 | 3.5455 | 3 | 492.8247 | 123.2062
157 | ConEd | Program data | 2014 | 4 | 157 |  | 4 | 505 |  |  |  | 505 | NY Metro | 157 | Program data |  | 1 | 4 | 494.3636 | 482.1883 | contract price | 3.635 | 3.5455 | 3 | 492.8247 | 123.2062
158 | ConEd | Program data | 2014 | 4 | 158 |  | 4 | 505 |  |  |  | 505 | NY Metro | 158 | Program data |  | 1 | 4 | 494.3636 | 482.1883 | contract price | 3.635 | 3.5455 | 3 | 492.8247 | 123.2062
159 | ConEd | Program data | 2014 | 4 | 159 |  | 4 | 505 |  |  |  | 505 | NY Metro | 159 | Program data |  | 1 | 4 | 494.3636 | 482.1883 | contract price | 3.635 | 3.5455 | 3 | 492.8247 | 123.2062
160 | ConEd | Program data | 2014 | 4 | 160 |  | 4 | 505 |  |  |  | 505 | NY Metro | 160 | Program data |  | 1 | 4 | 494.3636 | 482.1883 | contract price | 3.635 | 3.5455 | 3 | 492.8247 | 123.2062
161 | ConEd | Program data | 2014 | 4 | 161 |  | 4 | 505 |  |  |  | 505 | NY Metro | 161 | Program data |  | 1 | 4 | 494.3636 | 482.1883 | contract price | 3.635 | 3.5455 | 3 | 492.8247 | 123.2062
162 | ConEd | Program data | 2014 | 4 | 162 |  | 4 | 505 |  |  |  | 505 | NY Metro | 162 | Program data |  | 1 | 4 | 494.3636 | 482.1883 | contract price | 3.635 | 3.5455 | 3 | 492.8247 | 123.2062
163 | ConEd | Program data | 2014 | 4 | 163 |  | 4 | 505 |  |  |  | 505 | NY Metro | 163 | Program data |  | 1 | 4 | 494.3636 | 482.1883 | contract price | 3.635 | 3.5455 | 3 | 492.8247 | 123.2062
164 | ConEd | Program data | 2014 | 4 | 164 |  | 4 | 505 |  |  |  | 505 | NY Metro | 164 | Program data |  | 1 | 4 | 494.3636 | 482.1883 | contract price | 3.635 | 3.5455 | 3 | 492.8247 | 123.2062
165 | ConEd | Program data | 2014 | 4 | 165 |  | 4 | 505 |  |  |  | 505 | NY Metro | 165 | Program data |  | 1 | 4 | 494.3636 | 482.1883 | contract price | 3.635 | 3.5455 | 3 | 492.8247 | 123.2062
166 | ConEd | Program data | 2014 | 4 | 166 |  | 4 | 505 |  |  |  | 505 | NY Metro | 166 | Program data |  | 1 | 4 | 494.3636 | 482.1883 | contract price | 3.635 | 3.5455 | 3 | 492.8247 | 123.2062
167 | ConEd | Program data | 2014 | 4 | 167 |  | 4 | 505 |  |  |  | 505 | NY Metro | 167 | Program data |  | 1 | 4 | 494.3636 | 482.1883 | contract price | 3.635 | 3.5455 | 3 | 492.8247 | 123.2062
168 | ConEd | Program data | 2014 | 4 | 168 |  | 4 | 505 |  |  |  | 505 | NY Metro | 168 | Program data |  | 1 | 4 | 494.3636 | 482.1883 | contract price | 3.635 | 3.5455 | 3 | 492.8247 | 123.2062
169 | ConEd | Program data | 2014 | 4 | 169 |  | 4 | 505 |  |  |  | 505 | NY Metro | 169 | Program data |  | 1 | 4 | 494.3636 | 482.1883 | contract price | 3.635 | 3.5455 | 3 | 492.8247 | 123.2062
170 | ConEd | Program data | 2014 | 4 | 170 |  | 4 | 505 |  |  |  | 505 | NY Metro | 170 | Program data |  | 1 | 4 | 494.3636 | 482.1883 | contract price | 3.635 | 3.5455 | 3 | 492.8247 | 123.2062
171 | ConEd | Program data | 2014 | 4 | 171 |  | 4 | 505 |  |  |  | 505 | NY Metro | 171 | Program data |  | 1 | 4 | 494.3636 | 482.1883 | contract price | 3.635 | 3.5455 | 3 | 492.8247 | 123.2062
172 | ConEd | Program data | 2014 | 4 | 172 |  | 4 | 505 |  |  |  | 505 | NY Metro | 172 | Program data |  | 1 | 4 | 494.3636 | 482.1883 | contract price | 3.635 | 3.5455 | 3 | 492.8247 | 123.2062
173 | ConEd | Program data | 2014 | 4 | 173 |  | 4 | 505 |  |  |  | 505 | NY Metro | 173 | Program data |  | 1 | 4 | 494.3636 | 482.1883 | contract price | 3.635 | 3.5455 | 3 | 492.8247 | 123.2062
174 | ConEd | Program data | 2014 | 4 | 174 |  | 4 | 505 |  |  |  | 505 | NY Metro | 174 | Program data |  | 1 | 4 | 494.3636 | 482.1883 | contract price | 3.635 | 3.5455 | 3 | 492.8247 | 123.2062
175 | ConEd | Program data | 2014 | 4 | 175 |  | 4 | 505 |  |  |  | 505 | NY Metro | 175 | Program data |  | 1 | 4 | 494.3636 | 482.1883 | contract price | 3.635 | 3.5455 | 3 | 492.8247 | 123.2062
176 | ConEd | Program data | 2014 | 4 | 176 |  | 4 | 505 |  |  |  | 505 | NY Metro | 176 | Program data |  | 1 | 4 | 494.3636 | 482.1883 | contract price | 3.635 | 3.5455 | 3 | 492.8247 | 123.2062
177 | ConEd | Program data | 2014 | 4 | 177 |  | 4 | 505 |  |  |  | 505 | NY Metro | 177 | Program data |  | 1 | 4 | 494.3636 | 482.1883 | contract price | 3.635 | 3.5455 | 3 | 492.8247 | 123.2062
178 | ConEd | Program data | 2014 | 4 | 178 |  | 4 | 505 |  |  |  | 505 | NY Metro | 178 | Program data |  | 1 | 4 | 494.3636 | 482.1883 | contract price | 3.635 | 3.5455 | 3 | 492.8247 | 123.2062
179 | ConEd | Program data | 2014 | 4 | 179 |  | 4 | 505 |  |  |  | 505 | NY Metro | 179 | Program data |  | 1 | 4 | 494.3636 | 482.1883 | contract price | 3.635 | 3.5455 | 3 | 492.8247 | 123.2062
180 | ConEd | Program data | 2014 | 4 | 180 |  | 4 | 505 |  |  |  | 505 | NY Metro | 180 | Program data |  | 1 | 4 | 494.3636 | 482.1883 | contract price | 3.635 | 3.5455 | 3 | 492.8247 | 123.2062
181 | ConEd | Program data | 2014 | 4 | 181 |  | 4 | 505 |  |  |  | 505 | NY Metro | 181 | Program data |  | 1 | 4 | 494.3636 | 482.1883 | contract price | 3.635 | 3.5455 | 3 | 492.8247 | 123.2062
182 | ConEd | Program data | 2014 | 4 | 182 |  | 4 | 505 |  |  |  | 505 | NY Metro | 182 | Program data |  | 1 | 4 | 494.3636 | 482.1883 | contract price | 3.635 | 3.5455 | 3 | 492.8247 | 123.2062
183 | ConEd | Program data | 2014 | 4 | 183 |  | 4 | 505 |  |  |  | 505 | NY Metro | 183 | Program data |  | 1 | 4 | 494.3636 | 482.1883 | contract price | 3.635 | 3.5455 | 3 | 492.8247 | 123.2062
184 | ConEd | Program data | 2014 | 4 | 184 |  | 4 | 505 |  |  |  | 505 | NY Metro | 184 | Program data |  | 1 | 4 | 494.3636 | 482.1883 | contract price | 3.635 | 3.5455 | 3 | 492.8247 | 123.2062
185 | ConEd | Program data | 2014 | 4 | 185 |  | 4 | 505 |  |  |  | 505 | NY Metro | 185 | Program data |  | 1 | 4 | 494.3636 | 482.1883 | contract price | 3.635 | 3.5455 | 3 | 492.8247 | 123.2062
186 | ConEd | Program data | 2014 | 4 | 186 |  | 4 | 505 |  |  |  | 505 | NY Metro | 186 | Program data |  | 1 | 4 | 494.3636 | 482.1883 | contract price | 3.635 | 3.5455 | 3 | 492.8247 | 123.2062
187 | ConEd | Program data | 2014 | 4 | 187 |  | 4 | 505 |  |  |  | 505 | NY Metro | 187 | Program data |  | 1 | 4 | 494.3636 | 482.1883 | contract price | 3.635 | 3.5455 | 3 | 492.8247 | 123.2062
188 | ConEd | Program data | 2014 | 4 | 188 |  | 4 | 505 |  |  |  | 505 | NY Metro | 188 | Program data |  | 1 | 4 | 494.3636 | 482.1883 | contract price | 3.635 | 3.5455 | 3 | 492.8247 | 123.2062
189 | ConEd | Program data | 2014 | 4 | 189 |  | 4 | 505 |  |  |  | 505 | NY Metro | 189 | Program data |  | 1 | 4 | 494.3636 | 482.1883 | contract price | 3.635 | 3.5455 | 3 | 492.8247 | 123.2062
190 | ConEd | Program data | 2014 | 4 | 190 |  | 4 | 505 |  |  |  | 505 | NY Metro | 190 | Program data |  | 1 | 4 | 494.3636 | 482.1883 | contract price | 3.635 | 3.5455 | 3 | 492.8247 | 123.2062
191 | ConEd | Program data | 2014 | 4 | 191 |  | 4 | 505 |  |  |  | 505 | NY Metro | 191 | Program data |  | 1 | 4 | 494.3636 | 482.1883 | contract price | 3.635 | 3.5455 | 3 | 492.8247 | 123.2062
192 | ConEd | Program data | 2014 | 4 | 192 |  | 4 | 505 |  |  |  | 505 | NY Metro | 192 | Program data |  | 1 | 4 | 494.3636 | 482.1883 | contract price | 3.635 | 3.5455 | 3 | 492.8247 | 123.2062
193 | ConEd | Program data | 2014 | 4 | 193 |  | 4 | 505 |  |  |  | 505 | NY Metro | 193 | Program data |  | 1 | 4 | 494.3636 | 482.1883 | contract price | 3.635 | 3.5455 | 3 | 492.8247 | 123.2062
194 | ConEd | Program data | 2014 | 4 | 194 |  | 4 | 505 |  |  |  | 505 | NY Metro | 194 | Program data |  | 1 | 4 | 494.3636 | 482.1883 | contract price | 3.635 | 3.5455 | 3 | 492.8247 | 123.2062
195 | ConEd | Program data | 2014 | 4 | 195 |  | 4 | 505 |  |  |  | 505 | NY Metro | 195 | Program data |  | 1 | 4 | 494.3636 | 482.1883 | contract price | 3.635 | 3.5455 | 3 | 492.8247 | 123.2062
196 | ConEd | Program data | 2014 | 4 | 196 |  | 4 | 505 |  |  |  | 505 | NY Metro | 196 | Program data |  | 1 | 4 | 494.3636 | 482.1883 | contract price | 3.635 | 3.5455 | 3 | 492.8247 | 123.2062
197 | ConEd | Program data | 2014 | 4 | 197 |  | 4 | 505 |  |  |  | 505 | NY Metro | 197 | Program data |  | 1 | 4 | 494.3636 | 482.1883 | contract price | 3.635 | 3.5455 | 3 | 492.8247 | 123.2062
198 | ConEd | Program data | 2014 | 4 | 198 |  | 4 | 505 |  |  |  | 505 | NY Metro | 198 | Program data |  | 1 | 4 | 494.3636 | 482.1883 | contract price | 3.635 | 3.5455 | 3 | 492.8247 | 123.2062
199 | ConEd | Program data | 2014 | 4 | 199 |  | 4 | 642 |  |  |  | 642 | NY Metro | 199 | Program data |  | 1 | 4 | 631.3636 | 615.8143 | contract price | 3.635 | 3.5455 | 3 | 626.4507 | 156.6127
200 | ConEd | Program data | 2014 | 4 | 200 |  | 4 | 642 |  |  |  | 642 | NY Metro | 200 | Program data |  | 1 | 4 | 631.3636 | 615.8143 | contract price | 3.635 | 3.5455 | 3 | 626.4507 | 156.6127
201 | ConEd | Program data | 2014 | 4 | 201 |  | 4 | 505 |  |  |  | 505 | NY Metro | 201 | Program data |  | 1 | 4 | 494.3636 | 482.1883 | contract price | 3.635 | 3.5455 | 3 | 492.8247 | 123.2062
202 | ConEd | Program data | 2014 | 4 | 202 |  | 4 | 505 |  |  |  | 505 | NY Metro | 202 | Program data |  | 1 | 4 | 494.3636 | 482.1883 | contract price | 3.635 | 3.5455 | 3 | 492.8247 | 123.2062
203 | ConEd | Program data | 2014 | 4 | 203 |  | 4 | 505 |  |  |  | 505 | NY Metro | 203 | Program data |  | 1 | 4 | 494.3636 | 482.1883 | contract price | 3.635 | 3.5455 | 3 | 492.8247 | 123.2062
204 | ConEd | Program data | 2014 | 4 | 204 |  | 4 | 505 |  |  |  | 505 | NY Metro | 204 | Program data |  | 1 | 4 | 494.3636 | 482.1883 | contract price | 3.635 | 3.5455 | 3 | 492.8247 | 123.2062
205 | ConEd | Program data | 2014 | 4 | 205 |  | 4 | 505 |  |  |  | 505 | NY Metro | 205 | Program data |  | 1 | 4 | 494.3636 | 482.1883 | contract price | 3.635 | 3.5455 | 3 | 492.8247 | 123.2062
206 | ConEd | Program data | 2014 | 4 | 206 |  | 4 | 505 |  |  |  | 505 | NY Metro | 206 | Program data |  | 1 | 4 | 494.3636 | 482.1883 | contract price | 3.635 | 3.5455 | 3 | 492.8247 | 123.2062
207 | ConEd | Program data | 2014 | 4 | 207 |  | 4 | 505 |  |  |  | 505 | NY Metro | 207 | Program data |  | 1 | 4 | 494.3636 | 482.1883 | contract price | 3.635 | 3.5455 | 3 | 492.8247 | 123.2062
208 | ConEd | Program data | 2014 | 4 | 208 |  | 4 | 505 |  |  |  | 505 | NY Metro | 208 | Program data |  | 1 | 4 | 494.3636 | 482.1883 | contract price | 3.635 | 3.5455 | 3 | 492.8247 | 123.2062
209 | ConEd | Program data | 2014 | 4 | 209 |  | 4 | 505 |  |  |  | 505 | NY Metro | 209 | Program data |  | 1 | 4 | 494.3636 | 482.1883 | contract price | 3.635 | 3.5455 | 3 | 492.8247 | 123.2062
210 | ConEd | Program data | 2014 | 4 | 210 |  | 4 | 505 |  |  |  | 505 | NY Metro | 210 | Program data |  | 1 | 4 | 494.3636 | 482.1883 | contract price | 3.635 | 3.5455 | 3 | 492.8247 | 123.2062
211 | ConEd | Program data | 2014 | 4 | 211 |  | 4 | 505 |  |  |  | 505 | NY Metro | 211 | Program data |  | 1 | 4 | 494.3636 | 482.1883 | contract price | 3.635 | 3.5455 | 3 | 492.8247 | 123.2062
212 | ConEd | Program data | 2014 | 4 | 212 |  | 4 | 505 |  |  |  | 505 | NY Metro | 212 | Program data |  | 1 | 4 | 494.3636 | 482.1883 | contract price | 3.635 | 3.5455 | 3 | 492.8247 | 123.2062
213 | ConEd | Program data | 2014 | 4 | 213 |  | 4 | 505 |  |  |  | 505 | NY Metro | 213 | Program data |  | 1 | 4 | 494.3636 | 482.1883 | contract price | 3.635 | 3.5455 | 3 | 492.8247 | 123.2062
214 | ConEd | Program data | 2014 | 4 | 214 |  | 4 | 505 |  |  |  | 505 | NY Metro | 214 | Program data |  | 1 | 4 | 494.3636 | 482.1883 | contract price | 3.635 | 3.5455 | 3 | 492.8247 | 123.2062
215 | ConEd | Program data | 2014 | 4 | 215 |  | 4 | 505 |  |  |  | 505 | NY Metro | 215 | Program data |  | 1 | 4 | 494.3636 | 482.1883 | contract price | 3.635 | 3.5455 | 3 | 492.8247 | 123.2062
216 | ConEd | Program data | 2014 | 4 | 216 |  | 4 | 505 |  |  |  | 505 | NY Metro | 216 | Program data |  | 1 | 4 | 494.3636 | 482.1883 | contract price | 3.635 | 3.5455 | 3 | 492.8247 | 123.2062
217 | ConEd | Program data | 2014 | 4 | 217 |  | 4 | 505 |  |  |  | 505 | NY Metro | 217 | Program data |  | 1 | 4 | 494.3636 | 482.1883 | contract price | 3.635 | 3.5455 | 3 | 492.8247 | 123.2062
218 | ConEd | Program data | 2014 | 4 | 218 |  | 4 | 505 |  |  |  | 505 | NY Metro | 218 | Program data |  | 1 | 4 | 494.3636 | 482.1883 | contract price | 3.635 | 3.5455 | 3 | 492.8247 | 123.2062
219 | ConEd | Program data | 2014 | 4 | 219 |  | 4 | 505 |  |  |  | 505 | NY Metro | 219 | Program data |  | 1 | 4 | 494.3636 | 482.1883 | contract price | 3.635 | 3.5455 | 3 | 492.8247 | 123.2062
220 | ConEd | Program data | 2014 | 4 | 220 |  | 4 | 505 |  |  |  | 505 | NY Metro | 220 | Program data |  | 1 | 4 | 494.3636 | 482.1883 | contract price | 3.635 | 3.5455 | 3 | 492.8247 | 123.2062
221 | ConEd | Program data | 2014 | 4 | 221 |  | 4 | 505 |  |  |  | 505 | NY Metro | 221 | Program data |  | 1 | 4 | 494.3636 | 482.1883 | contract price | 3.635 | 3.5455 | 3 | 492.8247 | 123.2062
222 | ConEd | Program data | 2014 | 4 | 222 |  | 4 | 505 |  |  |  | 505 | NY Metro | 222 | Program data |  | 1 | 4 | 494.3636 | 482.1883 | contract price | 3.635 | 3.5455 | 3 | 492.8247 | 123.2062
223 | ConEd | Program data | 2014 | 4 | 223 |  | 4 | 505 |  |  |  | 505 | NY Metro | 223 | Program data |  | 1 | 4 | 494.3636 | 482.1883 | contract price | 3.635 | 3.5455 | 3 | 492.8247 | 123.2062
224 | ConEd | Program data | 2014 | 4 | 224 |  | 4 | 505 |  |  |  | 505 | NY Metro | 224 | Program data |  | 1 | 4 | 494.3636 | 482.1883 | contract price | 3.635 | 3.5455 | 3 | 492.8247 | 123.2062
225 | ConEd | Program data | 2014 | 4 | 225 |  | 4 | 505 |  |  |  | 505 | NY Metro | 225 | Program data |  | 1 | 4 | 494.3636 | 482.1883 | contract price | 3.635 | 3.5455 | 3 | 492.8247 | 123.2062
226 | ConEd | Program data | 2014 | 4 | 226 |  | 4 | 505 |  |  |  | 505 | NY Metro | 226 | Program data |  | 1 | 4 | 494.3636 | 482.1883 | contract price | 3.635 | 3.5455 | 3 | 492.8247 | 123.2062
227 | ConEd | Program data | 2014 | 4 | 227 |  | 4 | 505 |  |  |  | 505 | NY Metro | 227 | Program data |  | 1 | 4 | 494.3636 | 482.1883 | contract price | 3.635 | 3.5455 | 3 | 492.8247 | 123.2062
228 | ConEd | Program data | 2014 | 4 | 228 |  | 4 | 505 |  |  |  | 505 | NY Metro | 228 | Program data |  | 1 | 4 | 494.3636 | 482.1883 | contract price | 3.635 | 3.5455 | 3 | 492.8247 | 123.2062
229 | ConEd | Program data | 2014 | 4 | 229 |  | 4 | 505 |  |  |  | 505 | NY Metro | 229 | Program data |  | 1 | 4 | 494.3636 | 482.1883 | contract price | 3.635 | 3.5455 | 3 | 492.8247 | 123.2062
230 | ConEd | Program data | 2014 | 4 | 230 |  | 4 | 505 |  |  |  | 505 | NY Metro | 230 | Program data |  | 1 | 4 | 494.3636 | 482.1883 | contract price | 3.635 | 3.5455 | 3 | 492.8247 | 123.2062
231 | ConEd | Program data | 2014 | 4 | 231 |  | 4 | 505 |  |  |  | 505 | NY Metro | 231 | Program data |  | 1 | 4 | 494.3636 | 482.1883 | contract price | 3.635 | 3.5455 | 3 | 492.8247 | 123.2062
232 | ConEd | Program data | 2014 | 4 | 232 |  | 4 | 505 |  |  |  | 505 | NY Metro | 232 | Program data |  | 1 | 4 | 494.3636 | 482.1883 | contract price | 3.635 | 3.5455 | 3 | 492.8247 | 123.2062
233 | ConEd | Program data | 2014 | 4 | 233 |  | 4 | 505 |  |  |  | 505 | NY Metro | 233 | Program data |  | 1 | 4 | 494.3636 | 482.1883 | contract price | 3.635 | 3.5455 | 3 | 492.8247 | 123.2062
234 | ConEd | Program data | 2014 | 4 | 234 |  | 4 | 505 |  |  |  | 505 | NY Metro | 234 | Program data |  | 1 | 4 | 494.3636 | 482.1883 | contract price | 3.635 | 3.5455 | 3 | 492.8247 | 123.2062
235 | ConEd | Program data | 2014 | 4 | 235 |  | 4 | 505 |  |  |  | 505 | NY Metro | 235 | Program data |  | 1 | 4 | 494.3636 | 482.1883 | contract price | 3.635 | 3.5455 | 3 | 492.8247 | 123.2062
236 | ConEd | Program data | 2014 | 4 | 236 |  | 4 | 505 |  |  |  | 505 | NY Metro | 236 | Program data |  | 1 | 4 | 494.3636 | 482.1883 | contract price | 3.635 | 3.5455 | 3 | 492.8247 | 123.2062
237 | ConEd | Program data | 2014 | 4 | 237 |  | 4 | 505 |  |  |  | 505 | NY Metro | 237 | Program data |  | 1 | 4 | 494.3636 | 482.1883 | contract price | 3.635 | 3.5455 | 3 | 492.8247 | 123.2062
238 | ConEd | Program data | 2014 | 4 | 238 |  | 4 | 505 |  |  |  | 505 | NY Metro | 238 | Program data |  | 1 | 4 | 494.3636 | 482.1883 | contract price | 3.635 | 3.5455 | 3 | 492.8247 | 123.2062
239 | ConEd | Program data | 2014 | 4 | 239 |  | 4 | 505 |  |  |  | 505 | NY Metro | 239 | Program data |  | 1 | 4 | 494.3636 | 482.1883 | contract price | 3.635 | 3.5455 | 3 | 492.8247 | 123.2062
240 | ConEd | Program data | 2014 | 4 | 240 |  | 4 | 505 |  |  |  | 505 | NY Metro | 240 | Program data |  | 1 | 4 | 494.3636 | 482.1883 | contract price | 3.635 | 3.5455 | 3 | 492.8247 | 123.2062
241 | ConEd | Program data | 2014 | 4 | 241 |  | 4 | 505 |  |  |  | 505 | NY Metro | 241 | Program data |  | 1 | 4 | 494.3636 | 482.1883 | contract price | 3.635 | 3.5455 | 3 | 492.8247 | 123.2062
242 | ConEd | Program data | 2014 | 4 | 242 |  | 4 | 505 |  |  |  | 505 | NY Metro | 242 | Program data |  | 1 | 4 | 494.3636 | 482.1883 | contract price | 3.635 | 3.5455 | 3 | 492.8247 | 123.2062
243 | ConEd | Program data | 2014 | 4 | 243 |  | 4 | 505 |  |  |  | 505 | NY Metro | 243 | Program data |  | 1 | 4 | 494.3636 | 482.1883 | contract price | 3.635 | 3.5455 | 3 | 492.8247 | 123.2062
244 | ConEd | Program data | 2014 | 4 | 244 |  | 4 | 505 |  |  |  | 505 | NY Metro | 244 | Program data |  | 1 | 4 | 494.3636 | 482.1883 | contract price | 3.635 | 3.5455 | 3 | 492.8247 | 123.2062
245 | ConEd | Program data | 2014 | 4 | 245 |  | 4 | 505 |  |  |  | 505 | NY Metro | 245 | Program data |  | 1 | 4 | 494.3636 | 482.1883 | contract price | 3.635 | 3.5455 | 3 | 492.8247 | 123.2062
246 | ConEd | Program data | 2014 | 4 | 246 |  | 4 | 505 |  |  |  | 505 | NY Metro | 246 | Program data |  | 1 | 4 | 494.3636 | 482.1883 | contract price | 3.635 | 3.5455 | 3 | 492.8247 | 123.2062
247 | ConEd | Program data | 2014 | 4 | 247 |  | 4 | 505 |  |  |  | 505 | NY Metro | 247 | Program data |  | 1 | 4 | 494.3636 | 482.1883 | contract price | 3.635 | 3.5455 | 3 | 492.8247 | 123.2062
248 | ConEd | Program data | 2014 | 4 | 248 |  | 4 | 505 |  |  |  | 505 | NY Metro | 248 | Program data |  | 1 | 4 | 494.3636 | 482.1883 | contract price | 3.635 | 3.5455 | 3 | 492.8247 | 123.2062
249 | ConEd | Program data | 2014 | 4 | 249 |  | 4 | 505 |  |  |  | 505 | NY Metro | 249 | Program data |  | 1 | 4 | 494.3636 | 482.1883 | contract price | 3.635 | 3.5455 | 3 | 492.8247 | 123.2062
250 | ConEd | Program data | 2014 | 4 | 250 |  | 4 | 505 |  |  |  | 505 | NY Metro | 250 | Program data |  | 1 | 4 | 494.3636 | 482.1883 | contract price | 3.635 | 3.5455 | 3 | 492.8247 | 123.2062
251 | ConEd | Program data | 2014 | 4 | 251 |  | 4 | 505 |  |  |  | 505 | NY Metro | 251 | Program data |  | 1 | 4 | 494.3636 | 482.1883 | contract price | 3.635 | 3.5455 | 3 | 492.8247 | 123.2062
252 | ConEd | Program data | 2014 | 4 | 252 |  | 4 | 505 |  |  |  | 505 | NY Metro | 252 | Program data |  | 1 | 4 | 494.3636 | 482.1883 | contract price | 3.635 | 3.5455 | 3 | 492.8247 | 123.2062
253 | ConEd | Program data | 2014 | 4 | 253 |  | 4 | 505 |  |  |  | 505 | NY Metro | 253 | Program data |  | 1 | 4 | 494.3636 | 482.1883 | contract price | 3.635 | 3.5455 | 3 | 492.8247 | 123.2062
254 | ConEd | Program data | 2014 | 4 | 254 |  | 4 | 505 |  |  |  | 505 | NY Metro | 254 | Program data |  | 1 | 4 | 494.3636 | 482.1883 | contract price | 3.635 | 3.5455 | 3 | 492.8247 | 123.2062
255 | ConEd | Program data | 2014 | 4 | 255 |  | 4 | 505 |  |  |  | 505 | NY Metro | 255 | Program data |  | 1 | 4 | 494.3636 | 482.1883 | contract price | 3.635 | 3.5455 | 3 | 492.8247 | 123.2062
256 | ConEd | Program data | 2014 | 4 | 256 |  | 4 | 505 |  |  |  | 505 | NY Metro | 256 | Program data |  | 1 | 4 | 494.3636 | 482.1883 | contract price | 3.635 | 3.5455 | 3 | 492.8247 | 123.2062
257 | ConEd | Program data | 2014 | 4 | 257 |  | 4 | 505 |  |  |  | 505 | NY Metro | 257 | Program data |  | 1 | 4 | 494.3636 | 482.1883 | contract price | 3.635 | 3.5455 | 3 | 492.8247 | 123.2062
258 | ConEd | Program data | 2014 | 4 | 258 |  | 4 | 505 |  |  |  | 505 | NY Metro | 258 | Program data |  | 1 | 4 | 494.3636 | 482.1883 | contract price | 3.635 | 3.5455 | 3 | 492.8247 | 123.2062
259 | ConEd | Program data | 2014 | 4 | 259 |  | 4 | 505 |  |  |  | 505 | NY Metro | 259 | Program data |  | 1 | 4 | 494.3636 | 482.1883 | contract price | 3.635 | 3.5455 | 3 | 492.8247 | 123.2062
260 | ConEd | Program data | 2014 | 4 | 260 |  | 4 | 505 |  |  |  | 505 | NY Metro | 260 | Program data |  | 1 | 4 | 494.3636 | 482.1883 | contract price | 3.635 | 3.5455 | 3 | 492.8247 | 123.2062
261 | ConEd | Program data | 2014 | 4 | 261 |  | 4 | 505 |  |  |  | 505 | NY Metro | 261 | Program data |  | 1 | 4 | 494.3636 | 482.1883 | contract price | 3.635 | 3.5455 | 3 | 492.8247 | 123.2062
262 | ConEd | Program data | 2014 | 4 | 262 |  | 4 | 505 |  |  |  | 505 | NY Metro | 262 | Program data |  | 1 | 4 | 494.3636 | 482.1883 | contract price | 3.635 | 3.5455 | 3 | 492.8247 | 123.2062
263 | ConEd | Program data | 2014 | 4 | 263 |  | 4 | 505 |  |  |  | 505 | NY Metro | 263 | Program data |  | 1 | 4 | 494.3636 | 482.1883 | contract price | 3.635 | 3.5455 | 3 | 492.8247 | 123.2062
264 | ConEd | Program data | 2014 | 4 | 264 |  | 4 | 505 |  |  |  | 505 | NY Metro | 264 | Program data |  | 1 | 4 | 494.3636 | 482.1883 | contract price | 3.635 | 3.5455 | 3 | 492.8247 | 123.2062
265 | ConEd | Program data | 2014 | 4 | 265 |  | 4 | 505 |  |  |  | 505 | NY Metro | 265 | Program data |  | 1 | 4 | 494.3636 | 482.1883 | contract price | 3.635 | 3.5455 | 3 | 492.8247 | 123.2062
266 | ConEd | Program data | 2014 | 4 | 266 |  | 4 | 505 |  |  |  | 505 | NY Metro | 266 | Program data |  | 1 | 4 | 494.3636 | 482.1883 | contract price | 3.635 | 3.5455 | 3 | 492.8247 | 123.2062
267 | ConEd | Program data | 2014 | 4 | 267 |  | 4 | 505 |  |  |  | 505 | NY Metro | 267 | Program data |  | 1 | 4 | 494.3636 | 482.1883 | contract price | 3.635 | 3.5455 | 3 | 492.8247 | 123.2062
268 | ConEd | Program data | 2014 | 4 | 268 |  | 4 | 505 |  |  |  | 505 | NY Metro | 268 | Program data |  | 1 | 4 | 494.3636 | 482.1883 | contract price | 3.635 | 3.5455 | 3 | 492.8247 | 123.2062
269 | ConEd | Program data | 2014 | 4 | 269 |  | 4 | 505 |  |  |  | 505 | NY Metro | 269 | Program data |  | 1 | 4 | 494.3636 | 482.1883 | contract price | 3.635 | 3.5455 | 3 | 492.8247 | 123.2062
270 | ConEd | Program data | 2014 | 4 | 270 |  | 4 | 505 |  |  |  | 505 | NY Metro | 270 | Program data |  | 1 | 4 | 494.3636 | 482.1883 | contract price | 3.635 | 3.5455 | 3 | 492.8247 | 123.2062
271 | ConEd | Program data | 2014 | 4 | 271 |  | 4 | 505 |  |  |  | 505 | NY Metro | 271 | Program data |  | 1 | 4 | 494.3636 | 482.1883 | contract price | 3.635 | 3.5455 | 3 | 492.8247 | 123.2062
272 | ConEd | Program data | 2014 | 4 | 272 |  | 4 | 505 |  |  |  | 505 | NY Metro | 272 | Program data |  | 1 | 4 | 494.3636 | 482.1883 | contract price | 3.635 | 3.5455 | 3 | 492.8247 | 123.2062
273 | ConEd | Program data | 2014 | 4 | 273 |  | 4 | 505 |  |  |  | 505 | NY Metro | 273 | Program data |  | 1 | 4 | 494.3636 | 482.1883 | contract price | 3.635 | 3.5455 | 3 | 492.8247 | 123.2062
274 | ConEd | Program data | 2014 | 4 | 274 |  | 4 | 505 |  |  |  | 505 | NY Metro | 274 | Program data |  | 1 | 4 | 494.3636 | 482.1883 | contract price | 3.635 | 3.5455 | 3 | 492.8247 | 123.2062
275 | ConEd | Program data | 2014 | 4 | 275 |  | 4 | 505 |  |  |  | 505 | NY Metro | 275 | Program data |  | 1 | 4 | 494.3636 | 482.1883 | contract price | 3.635 | 3.5455 | 3 | 492.8247 | 123.2062
276 | ConEd | Program data | 2014 | 4 | 276 |  | 4 | 505 |  |  |  | 505 | NY Metro | 276 | Program data |  | 1 | 4 | 494.3636 | 482.1883 | contract price | 3.635 | 3.5455 | 3 | 492.8247 | 123.2062
277 | ConEd | Program data | 2014 | 4 | 277 |  | 4 | 505 |  |  |  | 505 | NY Metro | 277 | Program data |  | 1 | 4 | 494.3636 | 482.1883 | contract price | 3.635 | 3.5455 | 3 | 492.8247 | 123.2062
278 | ConEd | Program data | 2014 | 4 | 278 |  | 4 | 505 |  |  |  | 505 | NY Metro | 278 | Program data |  | 1 | 4 | 494.3636 | 482.1883 | contract price | 3.635 | 3.5455 | 3 | 492.8247 | 123.2062
279 | ConEd | Program data | 2014 | 4 | 279 |  | 4 | 505 |  |  |  | 505 | NY Metro | 279 | Program data |  | 1 | 4 | 494.3636 | 482.1883 | contract price | 3.635 | 3.5455 | 3 | 492.8247 | 123.2062
280 | ConEd | Program data | 2014 | 4 | 280 |  | 4 | 505 |  |  |  | 505 | NY Metro | 280 | Program data |  | 1 | 4 | 494.3636 | 482.1883 | contract price | 3.635 | 3.5455 | 3 | 492.8247 | 123.2062
281 | ConEd | Program data | 2014 | 4 | 281 |  | 4 | 505 |  |  |  | 505 | NY Metro | 281 | Program data |  | 1 | 4 | 494.3636 | 482.1883 | contract price | 3.635 | 3.5455 | 3 | 492.8247 | 123.2062
282 | ConEd | Program data | 2014 | 4 | 282 |  | 4 | 505 |  |  |  | 505 | NY Metro | 282 | Program data |  | 1 | 4 | 494.3636 | 482.1883 | contract price | 3.635 | 3.5455 | 3 | 492.8247 | 123.2062
283 | ConEd | Program data | 2014 | 4 | 283 |  | 4 | 505 |  |  |  | 505 | NY Metro | 283 | Program data |  | 1 | 4 | 494.3636 | 482.1883 | contract price | 3.635 | 3.5455 | 3 | 492.8247 | 123.2062
284 | ConEd | Program data | 2014 | 4 | 284 |  | 4 | 505 |  |  |  | 505 | NY Metro | 284 | Program data |  | 1 | 4 | 494.3636 | 482.1883 | contract price | 3.635 | 3.5455 | 3 | 492.8247 | 123.2062
285 | ConEd | Program data | 2014 | 4 | 285 |  | 4 | 505 |  |  |  | 505 | NY Metro | 285 | Program data |  | 1 | 4 | 494.3636 | 482.1883 | contract price | 3.635 | 3.5455 | 3 | 492.8247 | 123.2062
286 | ConEd | Program data | 2014 | 4 | 286 |  | 4 | 505 |  |  |  | 505 | NY Metro | 286 | Program data |  | 1 | 4 | 494.3636 | 482.1883 | contract price | 3.635 | 3.5455 | 3 | 492.8247 | 123.2062
287 | ConEd | Program data | 2014 | 4 | 287 |  | 4 | 505 |  |  |  | 505 | NY Metro | 287 | Program data |  | 1 | 4 | 494.3636 | 482.1883 | contract price | 3.635 | 3.5455 | 3 | 492.8247 | 123.2062
288 | ConEd | Program data | 2014 | 4 | 288 |  | 4 | 505 |  |  |  | 505 | NY Metro | 288 | Program data |  | 1 | 4 | 494.3636 | 482.1883 | contract price | 3.635 | 3.5455 | 3 | 492.8247 | 123.2062
289 | ConEd | Program data | 2014 | 4 | 289 |  | 4 | 505 |  |  |  | 505 | NY Metro | 289 | Program data |  | 1 | 4 | 494.3636 | 482.1883 | contract price | 3.635 | 3.5455 | 3 | 492.8247 | 123.2062
290 | ConEd | Program data | 2014 | 4 | 290 |  | 4 | 505 |  |  |  | 505 | NY Metro | 290 | Program data |  | 1 | 4 | 494.3636 | 482.1883 | contract price | 3.635 | 3.5455 | 3 | 492.8247 | 123.2062
291 | ConEd | Program data | 2014 | 4 | 291 |  | 4 | 505 |  |  |  | 505 | NY Metro | 291 | Program data |  | 1 | 4 | 494.3636 | 482.1883 | contract price | 3.635 | 3.5455 | 3 | 492.8247 | 123.2062
292 | ConEd | Program data | 2014 | 4 | 292 |  | 4 | 505 |  |  |  | 505 | NY Metro | 292 | Program data |  | 1 | 4 | 494.3636 | 482.1883 | contract price | 3.635 | 3.5455 | 3 | 492.8247 | 123.2062
293 | ConEd | Program data | 2014 | 4 | 293 |  | 4 | 505 |  |  |  | 505 | NY Metro | 293 | Program data |  | 1 | 4 | 494.3636 | 482.1883 | contract price | 3.635 | 3.5455 | 3 | 492.8247 | 123.2062
294 | ConEd | Program data | 2014 | 4 | 294 |  | 4 | 505 |  |  |  | 505 | NY Metro | 294 | Program data |  | 1 | 4 | 494.3636 | 482.1883 | contract price | 3.635 | 3.5455 | 3 | 492.8247 | 123.2062
295 | ConEd | Program data | 2014 | 4 | 295 |  | 4 | 505 |  |  |  | 505 | NY Metro | 295 | Program data |  | 1 | 4 | 494.3636 | 482.1883 | contract price | 3.635 | 3.5455 | 3 | 492.8247 | 123.2062
296 | ConEd | Program data | 2014 | 4 | 296 |  | 4 | 505 |  |  |  | 505 | NY Metro | 296 | Program data |  | 1 | 4 | 494.3636 | 482.1883 | contract price | 3.635 | 3.5455 | 3 | 492.8247 | 123.2062
297 | ConEd | Program data | 2014 | 4 | 297 |  | 4 | 505 |  |  |  | 505 | NY Metro | 297 | Program data |  | 1 | 4 | 494.3636 | 482.1883 | contract price | 3.635 | 3.5455 | 3 | 492.8247 | 123.2062
298 | ConEd | Program data | 2014 | 4 | 298 |  | 4 | 505 |  |  |  | 505 | NY Metro | 298 | Program data |  | 1 | 4 | 494.3636 | 482.1883 | contract price | 3.635 | 3.5455 | 3 | 492.8247 | 123.2062
299 | ConEd | Program data | 2014 | 4 | 299 |  | 4 | 505 |  |  |  | 505 | NY Metro | 299 | Program data |  | 1 | 4 | 494.3636 | 482.1883 | contract price | 3.635 | 3.5455 | 3 | 492.8247 | 123.2062
300 | ConEd | Program data | 2014 | 4 | 300 |  | 4 | 505 |  |  |  | 505 | NY Metro | 300 | Program data |  | 1 | 4 | 494.3636 | 482.1883 | contract price | 3.635 | 3.5455 | 3 | 492.8247 | 123.2062
301 | ConEd | Program data | 2014 | 4 | 301 |  | 4 | 505 |  |  |  | 505 | NY Metro | 301 | Program data |  | 1 | 4 | 494.3636 | 482.1883 | contract price | 3.635 | 3.5455 | 3 | 492.8247 | 123.2062
302 | ConEd | Program data | 2014 | 4 | 302 |  | 4 | 505 |  |  |  | 505 | NY Metro | 302 | Program data |  | 1 | 4 | 494.3636 | 482.1883 | contract price | 3.635 | 3.5455 | 3 | 492.8247 | 123.2062
303 | ConEd | Program data | 2014 | 4 | 303 |  | 4 | 505 |  |  |  | 505 | NY Metro | 303 | Program data |  | 1 | 4 | 494.3636 | 482.1883 | contract price | 3.635 | 3.5455 | 3 | 492.8247 | 123.2062
304 | ConEd | Program data | 2014 | 4 | 304 |  | 4 | 505 |  |  |  | 505 | NY Metro | 304 | Program data |  | 1 | 4 | 494.3636 | 482.1883 | contract price | 3.635 | 3.5455 | 3 | 492.8247 | 123.2062
305 | ConEd | Program data | 2014 | 4 | 305 |  | 4 | 505 |  |  |  | 505 | NY Metro | 305 | Program data |  | 1 | 4 | 494.3636 | 482.1883 | contract price | 3.635 | 3.5455 | 3 | 492.8247 | 123.2062
306 | ConEd | Program data | 2014 | 4 | 306 |  | 4 | 505 |  |  |  | 505 | NY Metro | 306 | Program data |  | 1 | 4 | 494.3636 | 482.1883 | contract price | 3.635 | 3.5455 | 3 | 492.8247 | 123.2062
307 | ConEd | Program data | 2014 | 4 | 307 |  | 4 | 505 |  |  |  | 505 | NY Metro | 307 | Program data |  | 1 | 4 | 494.3636 | 482.1883 | contract price | 3.635 | 3.5455 | 3 | 492.8247 | 123.2062
308 | ConEd | Program data | 2014 | 4 | 308 |  | 4 | 505 |  |  |  | 505 | NY Metro | 308 | Program data |  | 1 | 4 | 494.3636 | 482.1883 | contract price | 3.635 | 3.5455 | 3 | 492.8247 | 123.2062
309 | ConEd | Program data | 2014 | 4 | 309 |  | 4 | 505 |  |  |  | 505 | NY Metro | 309 | Program data |  | 1 | 4 | 494.3636 | 482.1883 | contract price | 3.635 | 3.5455 | 3 | 492.8247 | 123.2062
310 | ConEd | Program data | 2014 | 4 | 310 |  | 4 | 505 |  |  |  | 505 | NY Metro | 310 | Program data |  | 1 | 4 | 494.3636 | 482.1883 | contract price | 3.635 | 3.5455 | 3 | 492.8247 | 123.2062
311 | ConEd | Program data | 2014 | 4 | 311 |  | 4 | 505 |  |  |  | 505 | NY Metro | 311 | Program data |  | 1 | 4 | 494.3636 | 482.1883 | contract price | 3.635 | 3.5455 | 3 | 492.8247 | 123.2062
312 | ConEd | Program data | 2014 | 4 | 312 |  | 4 | 505 |  |  |  | 505 | NY Metro | 312 | Program data |  | 1 | 4 | 494.3636 | 482.1883 | contract price | 3.635 | 3.5455 | 3 | 492.8247 | 123.2062
313 | ConEd | Program data | 2014 | 4 | 313 |  | 4 | 505 |  |  |  | 505 | NY Metro | 313 | Program data |  | 1 | 4 | 494.3636 | 482.1883 | contract price | 3.635 | 3.5455 | 3 | 492.8247 | 123.2062
314 | ConEd | Program data | 2014 | 4 | 314 |  | 4 | 505 |  |  |  | 505 | NY Metro | 314 | Program data |  | 1 | 4 | 494.3636 | 482.1883 | contract price | 3.635 | 3.5455 | 3 | 492.8247 | 123.2062
315 | ConEd | Program data | 2014 | 4 | 315 |  | 4 | 505 |  |  |  | 505 | NY Metro | 315 | Program data |  | 1 | 4 | 494.3636 | 482.1883 | contract price | 3.635 | 3.5455 | 3 | 492.8247 | 123.2062
316 | ConEd | Program data | 2014 | 4 | 316 |  | 4 | 505 |  |  |  | 505 | NY Metro | 316 | Program data |  | 1 | 4 | 494.3636 | 482.1883 | contract price | 3.635 | 3.5455 | 3 | 492.8247 | 123.2062
317 | ConEd | Program data | 2014 | 4 | 317 |  | 4 | 505 |  |  |  | 505 | NY Metro | 317 | Program data |  | 1 | 4 | 494.3636 | 482.1883 | contract price | 3.635 | 3.5455 | 3 | 492.8247 | 123.2062
318 | ConEd | Program data | 2014 | 4 | 318 |  | 4 | 505 |  |  |  | 505 | NY Metro | 318 | Program data |  | 1 | 4 | 494.3636 | 482.1883 | contract price | 3.635 | 3.5455 | 3 | 492.8247 | 123.2062
319 | ConEd | Program data | 2014 | 4 | 319 |  | 4 | 505 |  |  |  | 505 | NY Metro | 319 | Program data |  | 1 | 4 | 494.3636 | 482.1883 | contract price | 3.635 | 3.5455 | 3 | 492.8247 | 123.2062
320 | ConEd | Program data | 2014 | 4 | 320 |  | 4 | 505 |  |  |  | 505 | NY Metro | 320 | Program data |  | 1 | 4 | 494.3636 | 482.1883 | contract price | 3.635 | 3.5455 | 3 | 492.8247 | 123.2062
321 | ConEd | Program data | 2014 | 4 | 321 |  | 4 | 505 |  |  |  | 505 | NY Metro | 321 | Program data |  | 1 | 4 | 494.3636 | 482.1883 | contract price | 3.635 | 3.5455 | 3 | 492.8247 | 123.2062
322 | ConEd | Program data | 2014 | 4 | 322 |  | 4 | 505 |  |  |  | 505 | NY Metro | 322 | Program data |  | 1 | 4 | 494.3636 | 482.1883 | contract price | 3.635 | 3.5455 | 3 | 492.8247 | 123.2062
323 | ConEd | Program data | 2014 | 4 | 323 |  | 4 | 505 |  |  |  | 505 | NY Metro | 323 | Program data |  | 1 | 4 | 494.3636 | 482.1883 | contract price | 3.635 | 3.5455 | 3 | 492.8247 | 123.2062
324 | ConEd | Program data | 2014 | 4 | 324 |  | 4 | 505 |  |  |  | 505 | NY Metro | 324 | Program data |  | 1 | 4 | 494.3636 | 482.1883 | contract price | 3.635 | 3.5455 | 3 | 492.8247 | 123.2062
325 | ConEd | Program data | 2014 | 4 | 325 |  | 4 | 505 |  |  |  | 505 | NY Metro | 325 | Program data |  | 1 | 4 | 494.3636 | 482.1883 | contract price | 3.635 | 3.5455 | 3 | 492.8247 | 123.2062
326 | ConEd | Program data | 2014 | 4 | 326 |  | 4 | 505 |  |  |  | 505 | NY Metro | 326 | Program data |  | 1 | 4 | 494.3636 | 482.1883 | contract price | 3.635 | 3.5455 | 3 | 492.8247 | 123.2062
327 | ConEd | Program data | 2014 | 4 | 327 |  | 4 | 505 |  |  |  | 505 | NY Metro | 327 | Program data |  | 1 | 4 | 494.3636 | 482.1883 | contract price | 3.635 | 3.5455 | 3 | 492.8247 | 123.2062
328 | ConEd | Program data | 2014 | 4 | 328 |  | 4 | 505 |  |  |  | 505 | NY Metro | 328 | Program data |  | 1 | 4 | 494.3636 | 482.1883 | contract price | 3.635 | 3.5455 | 3 | 492.8247 | 123.2062
329 | ConEd | Program data | 2014 | 4 | 329 |  | 4 | 505 |  |  |  | 505 | NY Metro | 329 | Program data |  | 1 | 4 | 494.3636 | 482.1883 | contract price | 3.635 | 3.5455 | 3 | 492.8247 | 123.2062
330 | ConEd | Program data | 2014 | 4 | 330 |  | 4 | 505 |  |  |  | 505 | NY Metro | 330 | Program data |  | 1 | 4 | 494.3636 | 482.1883 | contract price | 3.635 | 3.5455 | 3 | 492.8247 | 123.2062
331 | ConEd | Program data | 2014 | 4 | 331 |  | 4 | 505 |  |  |  | 505 | NY Metro | 331 | Program data |  | 1 | 4 | 494.3636 | 482.1883 | contract price | 3.635 | 3.5455 | 3 | 492.8247 | 123.2062
332 | ConEd | Program data | 2014 | 4 | 332 |  | 4 | 505 |  |  |  | 505 | NY Metro | 332 | Program data |  | 1 | 4 | 494.3636 | 482.1883 | contract price | 3.635 | 3.5455 | 3 | 492.8247 | 123.2062
333 | ConEd | Program data | 2014 | 4 | 333 |  | 4 | 505 |  |  |  | 505 | NY Metro | 333 | Program data |  | 1 | 4 | 494.3636 | 482.1883 | contract price | 3.635 | 3.5455 | 3 | 492.8247 | 123.2062
334 | ConEd | Program data | 2014 | 4 | 334 |  | 4 | 505 |  |  |  | 505 | NY Metro | 334 | Program data |  | 1 | 4 | 494.3636 | 482.1883 | contract price | 3.635 | 3.5455 | 3 | 492.8247 | 123.2062
335 | ConEd | Program data | 2014 | 4 | 335 |  | 4 | 505 |  |  |  | 505 | NY Metro | 335 | Program data |  | 1 | 4 | 494.3636 | 482.1883 | contract price | 3.635 | 3.5455 | 3 | 492.8247 | 123.2062
336 | ConEd | Program data | 2014 | 4 | 336 |  | 4 | 505 |  |  |  | 505 | NY Metro | 336 | Program data |  | 1 | 4 | 494.3636 | 482.1883 | contract price | 3.635 | 3.5455 | 3 | 492.8247 | 123.2062
337 | ConEd | Program data | 2014 | 4 | 337 |  | 4 | 505 |  |  |  | 505 | NY Metro | 337 | Program data |  | 1 | 4 | 494.3636 | 482.1883 | contract price | 3.635 | 3.5455 | 3 | 492.8247 | 123.2062
338 | ConEd | Program data | 2014 | 4 | 338 |  | 4 | 505 |  |  |  | 505 | NY Metro | 338 | Program data |  | 1 | 4 | 494.3636 | 482.1883 | contract price | 3.635 | 3.5455 | 3 | 492.8247 | 123.2062
339 | ConEd | Program data | 2014 | 4 | 339 |  | 4 | 505 |  |  |  | 505 | NY Metro | 339 | Program data |  | 1 | 4 | 494.3636 | 482.1883 | contract price | 3.635 | 3.5455 | 3 | 492.8247 | 123.2062
340 | ConEd | Program data | 2014 | 4 | 340 |  | 4 | 505 |  |  |  | 505 | NY Metro | 340 | Program data |  | 1 | 4 | 494.3636 | 482.1883 | contract price | 3.635 | 3.5455 | 3 | 492.8247 | 123.2062
341 | ConEd | Program data | 2014 | 4 | 341 |  | 4 | 505 |  |  |  | 505 | NY Metro | 341 | Program data |  | 1 | 4 | 494.3636 | 482.1883 | contract price | 3.635 | 3.5455 | 3 | 492.8247 | 123.2062
342 | ConEd | Program data | 2014 | 4 | 342 |  | 4 | 505 |  |  |  | 505 | NY Metro | 342 | Program data |  | 1 | 4 | 494.3636 | 482.1883 | contract price | 3.635 | 3.5455 | 3 | 492.8247 | 123.2062
343 | ConEd | Program data | 2014 | 4 | 343 |  | 4 | 505 |  |  |  | 505 | NY Metro | 343 | Program data |  | 1 | 4 | 494.3636 | 482.1883 | contract price | 3.635 | 3.5455 | 3 | 492.8247 | 123.2062
344 | ConEd | Program data | 2014 | 4 | 344 |  | 4 | 505 |  |  |  | 505 | NY Metro | 344 | Program data |  | 1 | 4 | 494.3636 | 482.1883 | contract price | 3.635 | 3.5455 | 3 | 492.8247 | 123.2062
345 | ConEd | Program data | 2014 | 4 | 345 |  | 4 | 505 |  |  |  | 505 | NY Metro | 345 | Program data |  | 1 | 4 | 494.3636 | 482.1883 | contract price | 3.635 | 3.5455 | 3 | 492.8247 | 123.2062
346 | ConEd | Program data | 2014 | 4 | 346 |  | 4 | 505 |  |  |  | 505 | NY Metro | 346 | Program data |  | 1 | 4 | 494.3636 | 482.1883 | contract price | 3.635 | 3.5455 | 3 | 492.8247 | 123.2062
347 | ConEd | Program data | 2014 | 4 | 347 |  | 4 | 505 |  |  |  | 505 | NY Metro | 347 | Program data |  | 1 | 4 | 494.3636 | 482.1883 | contract price | 3.635 | 3.5455 | 3 | 492.8247 | 123.2062
348 | ConEd | Program data | 2014 | 4 | 348 |  | 4 | 505 |  |  |  | 505 | NY Metro | 348 | Program data |  | 1 | 4 | 494.3636 | 482.1883 | contract price | 3.635 | 3.5455 | 3 | 492.8247 | 123.2062
349 | ConEd | Program data | 2014 | 4 | 349 |  | 4 | 505 |  |  |  | 505 | NY Metro | 349 | Program data |  | 1 | 4 | 494.3636 | 482.1883 | contract price | 3.635 | 3.5455 | 3 | 492.8247 | 123.2062
350 | ConEd | Program data | 2014 | 4 | 350 |  | 4 | 505 |  |  |  | 505 | NY Metro | 350 | Program data |  | 1 | 4 | 494.3636 | 482.1883 | contract price | 3.635 | 3.5455 | 3 | 492.8247 | 123.2062
351 | ConEd | Program data | 2014 | 4 | 351 |  | 4 | 505 |  |  |  | 505 | NY Metro | 351 | Program data |  | 1 | 4 | 494.3636 | 482.1883 | contract price | 3.635 | 3.5455 | 3 | 492.8247 | 123.2062
352 | ConEd | Program data | 2014 | 4 | 352 |  | 4 | 505 |  |  |  | 505 | NY Metro | 352 | Program data |  | 1 | 4 | 494.3636 | 482.1883 | contract price | 3.635 | 3.5455 | 3 | 492.8247 | 123.2062
353 | ConEd | Program data | 2014 | 4 | 353 |  | 4 | 505 |  |  |  | 505 | NY Metro | 353 | Program data |  | 1 | 4 | 494.3636 | 482.1883 | contract price | 3.635 | 3.5455 | 3 | 492.8247 | 123.2062
354 | ConEd | Program data | 2014 | 4 | 354 |  | 4 | 505 |  |  |  | 505 | NY Metro | 354 | Program data |  | 1 | 4 | 494.3636 | 482.1883 | contract price | 3.635 | 3.5455 | 3 | 492.8247 | 123.2062
355 | ConEd | Program data | 2014 | 4 | 355 |  | 4 | 505 |  |  |  | 505 | NY Metro | 355 | Program data |  | 1 | 4 | 494.3636 | 482.1883 | contract price | 3.635 | 3.5455 | 3 | 492.8247 | 123.2062
356 | ConEd | Program data | 2014 | 4 | 356 |  | 4 | 505 |  |  |  | 505 | NY Metro | 356 | Program data |  | 1 | 4 | 494.3636 | 482.1883 | contract price | 3.635 | 3.5455 | 3 | 492.8247 | 123.2062
357 | ConEd | Program data | 2014 | 4 | 357 |  | 4 | 505 |  |  |  | 505 | NY Metro | 357 | Program data |  | 1 | 4 | 494.3636 | 482.1883 | contract price | 3.635 | 3.5455 | 3 | 492.8247 | 123.2062
358 | ConEd | Program data | 2014 | 4 | 358 |  | 4 | 505 |  |  |  | 505 | NY Metro | 358 | Program data |  | 1 | 4 | 494.3636 | 482.1883 | contract price | 3.635 | 3.5455 | 3 | 492.8247 | 123.2062
359 | ConEd | Program data | 2014 | 4 | 359 |  | 4 | 505 |  |  |  | 505 | NY Metro | 359 | Program data |  | 1 | 4 | 494.3636 | 482.1883 | contract price | 3.635 | 3.5455 | 3 | 492.8247 | 123.2062
360 | ConEd | Program data | 2014 | 4 | 360 |  | 4 | 505 |  |  |  | 505 | NY Metro | 360 | Program data |  | 1 | 4 | 494.3636 | 482.1883 | contract price | 3.635 | 3.5455 | 3 | 492.8247 | 123.2062
361 | ConEd | Program data | 2014 | 4 | 361 |  | 4 | 505 |  |  |  | 505 | NY Metro | 361 | Program data |  | 1 | 4 | 494.3636 | 482.1883 | contract price | 3.635 | 3.5455 | 3 | 492.8247 | 123.2062
362 | ConEd | Program data | 2014 | 4 | 362 |  | 4 | 505 |  |  |  | 505 | NY Metro | 362 | Program data |  | 1 | 4 | 494.3636 | 482.1883 | contract price | 3.635 | 3.5455 | 3 | 492.8247 | 123.2062
363 | ConEd | Program data | 2014 | 4 | 363 |  | 4 | 505 |  |  |  | 505 | NY Metro | 363 | Program data |  | 1 | 4 | 494.3636 | 482.1883 | contract price | 3.635 | 3.5455 | 3 | 492.8247 | 123.2062
364 | ConEd | Program data | 2014 | 4 | 364 |  | 4 | 505 |  |  |  | 505 | NY Metro | 364 | Program data |  | 1 | 4 | 494.3636 | 482.1883 | contract price | 3.635 | 3.5455 | 3 | 492.8247 | 123.2062
365 | ConEd | Program data | 2014 | 4 | 365 |  | 4 | 505 |  |  |  | 505 | NY Metro | 365 | Program data |  | 1 | 4 | 494.3636 | 482.1883 | contract price | 3.635 | 3.5455 | 3 | 492.8247 | 123.2062
366 | ConEd | Program data | 2014 | 4 | 366 |  | 4 | 505 |  |  |  | 505 | NY Metro | 366 | Program data |  | 1 | 4 | 494.3636 | 482.1883 | contract price | 3.635 | 3.5455 | 3 | 492.8247 | 123.2062
367 | ConEd | Program data | 2014 | 4 | 367 |  | 4 | 505 |  |  |  | 505 | NY Metro | 367 | Program data |  | 1 | 4 | 494.3636 | 482.1883 | contract price | 3.635 | 3.5455 | 3 | 492.8247 | 123.2062
368 | ConEd | Program data | 2014 | 4 | 368 |  | 4 | 505 |  |  |  | 505 | NY Metro | 368 | Program data |  | 1 | 4 | 494.3636 | 482.1883 | contract price | 3.635 | 3.5455 | 3 | 492.8247 | 123.2062
369 | ConEd | Program data | 2014 | 4 | 369 |  | 4 | 505 |  |  |  | 505 | NY Metro | 369 | Program data |  | 1 | 4 | 494.3636 | 482.1883 | contract price | 3.635 | 3.5455 | 3 | 492.8247 | 123.2062
370 | ConEd | Program data | 2014 | 4 | 370 |  | 4 | 505 |  |  |  | 505 | NY Metro | 370 | Program data |  | 1 | 4 | 494.3636 | 482.1883 | contract price | 3.635 | 3.5455 | 3 | 492.8247 | 123.2062
371 | ConEd | Program data | 2014 | 4 | 371 |  | 4 | 505 |  |  |  | 505 | NY Metro | 371 | Program data |  | 1 | 4 | 494.3636 | 482.1883 | contract price | 3.635 | 3.5455 | 3 | 492.8247 | 123.2062
372 | ConEd | Program data | 2014 | 4 | 372 |  | 4 | 505 |  |  |  | 505 | NY Metro | 372 | Program data |  | 1 | 4 | 494.3636 | 482.1883 | contract price | 3.635 | 3.5455 | 3 | 492.8247 | 123.2062
373 | ConEd | Program data | 2014 | 4 | 373 |  | 4 | 505 |  |  |  | 505 | NY Metro | 373 | Program data |  | 1 | 4 | 494.3636 | 482.1883 | contract price | 3.635 | 3.5455 | 3 | 492.8247 | 123.2062
374 | ConEd | Program data | 2014 | 4 | 374 |  | 4 | 505 |  |  |  | 505 | NY Metro | 374 | Program data |  | 1 | 4 | 494.3636 | 482.1883 | contract price | 3.635 | 3.5455 | 3 | 492.8247 | 123.2062
375 | ConEd | Program data | 2014 | 4 | 375 |  | 4 | 505 |  |  |  | 505 | NY Metro | 375 | Program data |  | 1 | 4 | 494.3636 | 482.1883 | contract price | 3.635 | 3.5455 | 3 | 492.8247 | 123.2062
376 | ConEd | Program data | 2014 | 4 | 376 |  | 4 | 505 |  |  |  | 505 | NY Metro | 376 | Program data |  | 1 | 4 | 494.3636 | 482.1883 | contract price | 3.635 | 3.5455 | 3 | 492.8247 | 123.2062
377 | ConEd | Program data | 2014 | 4 | 377 |  | 4 | 505 |  |  |  | 505 | NY Metro | 377 | Program data |  | 1 | 4 | 494.3636 | 482.1883 | contract price | 3.635 | 3.5455 | 3 | 492.8247 | 123.2062
378 | ConEd | Program data | 2014 | 4 | 378 |  | 4 | 505 |  |  |  | 505 | NY Metro | 378 | Program data |  | 1 | 4 | 494.3636 | 482.1883 | contract price | 3.635 | 3.5455 | 3 | 492.8247 | 123.2062
379 | ConEd | Program data | 2014 | 4 | 379 |  | 4 | 505 |  |  |  | 505 | NY Metro | 379 | Program data |  | 1 | 4 | 494.3636 | 482.1883 | contract price | 3.635 | 3.5455 | 3 | 492.8247 | 123.2062
380 | ConEd | Program data | 2014 | 4 | 380 |  | 4 | 505 |  |  |  | 505 | NY Metro | 380 | Program data |  | 1 | 4 | 494.3636 | 482.1883 | contract price | 3.635 | 3.5455 | 3 | 492.8247 | 123.2062
381 | ConEd | Program data | 2014 | 4 | 381 |  | 4 | 505 |  |  |  | 505 | NY Metro | 381 | Program data |  | 1 | 4 | 494.3636 | 482.1883 | contract price | 3.635 | 3.5455 | 3 | 492.8247 | 123.2062
382 | ConEd | Program data | 2014 | 4 | 382 |  | 4 | 505 |  |  |  | 505 | NY Metro | 382 | Program data |  | 1 | 4 | 494.3636 | 482.1883 | contract price | 3.635 | 3.5455 | 3 | 492.8247 | 123.2062
383 | ConEd | Program data | 2014 | 4 | 383 |  | 4 | 642 |  |  |  | 642 | NY Metro | 383 | Program data |  | 1 | 4 | 631.3636 | 615.8143 | contract price | 3.635 | 3.5455 | 3 | 626.4507 | 156.6127
384 | ConEd | Program data | 2014 | 4 | 384 |  | 4 | 642 |  |  |  | 642 | NY Metro | 384 | Program data |  | 1 | 4 | 631.3636 | 615.8143 | contract price | 3.635 | 3.5455 | 3 | 626.4507 | 156.6127
385 | ConEd | Program data | 2014 | 4 | 385 |  | 4 | 505 |  |  |  | 505 | NY Metro | 385 | Program data |  | 1 | 4 | 494.3636 | 482.1883 | contract price | 3.635 | 3.5455 | 3 | 492.8247 | 123.2062
386 | ConEd | Program data | 2014 | 4 | 386 |  | 4 | 505 |  |  |  | 505 | NY Metro | 386 | Program data |  | 1 | 4 | 494.3636 | 482.1883 | contract price | 3.635 | 3.5455 | 3 | 492.8247 | 123.2062
387 | ConEd | Program data | 2014 | 4 | 387 |  | 4 | 505 |  |  |  | 505 | NY Metro | 387 | Program data |  | 1 | 4 | 494.3636 | 482.1883 | contract price | 3.635 | 3.5455 | 3 | 492.8247 | 123.2062
388 | ConEd | Program data | 2014 | 4 | 388 |  | 4 | 505 |  |  |  | 505 | NY Metro | 388 | Program data |  | 1 | 4 | 494.3636 | 482.1883 | contract price | 3.635 | 3.5455 | 3 | 492.8247 | 123.2062
389 | ConEd | Program data | 2014 | 4 | 389 |  | 4 | 505 |  |  |  | 505 | NY Metro | 389 | Program data |  | 1 | 4 | 494.3636 | 482.1883 | contract price | 3.635 | 3.5455 | 3 | 492.8247 | 123.2062
390 | ConEd | Program data | 2014 | 4 | 390 |  | 4 | 505 |  |  |  | 505 | NY Metro | 390 | Program data |  | 1 | 4 | 494.3636 | 482.1883 | contract price | 3.635 | 3.5455 | 3 | 492.8247 | 123.2062
391 | ConEd | Program data | 2014 | 4 | 391 |  | 4 | 505 |  |  |  | 505 | NY Metro | 391 | Program data |  | 1 | 4 | 494.3636 | 482.1883 | contract price | 3.635 | 3.5455 | 3 | 492.8247 | 123.2062
392 | ConEd | Program data | 2014 | 4 | 392 |  | 4 | 505 |  |  |  | 505 | NY Metro | 392 | Program data |  | 1 | 4 | 494.3636 | 482.1883 | contract price | 3.635 | 3.5455 | 3 | 492.8247 | 123.2062
393 | ConEd | Program data | 2014 | 4 | 393 |  | 4 | 505 |  |  |  | 505 | NY Metro | 393 | Program data |  | 1 | 4 | 494.3636 | 482.1883 | contract price | 3.635 | 3.5455 | 3 | 492.8247 | 123.2062
394 | ConEd | Program data | 2014 | 4 | 394 |  | 4 | 505 |  |  |  | 505 | NY Metro | 394 | Program data |  | 1 | 4 | 494.3636 | 482.1883 | contract price | 3.635 | 3.5455 | 3 | 492.8247 | 123.2062
395 | ConEd | Program data | 2014 | 4 | 395 |  | 4 | 505 |  |  |  | 505 | NY Metro | 395 | Program data |  | 1 | 4 | 494.3636 | 482.1883 | contract price | 3.635 | 3.5455 | 3 | 492.8247 | 123.2062
396 | ConEd | Program data | 2014 | 4 | 396 |  | 4 | 505 |  |  |  | 505 | NY Metro | 396 | Program data |  | 1 | 4 | 494.3636 | 482.1883 | contract price | 3.635 | 3.5455 | 3 | 492.8247 | 123.2062
397 | ConEd | Program data | 2014 | 4 | 397 |  | 4 | 505 |  |  |  | 505 | NY Metro | 397 | Program data |  | 1 | 4 | 494.3636 | 482.1883 | contract price | 3.635 | 3.5455 | 3 | 492.8247 | 123.2062
398 | ConEd | Program data | 2014 | 4 | 398 |  | 4 | 505 |  |  |  | 505 | NY Metro | 398 | Program data |  | 1 | 4 | 494.3636 | 482.1883 | contract price | 3.635 | 3.5455 | 3 | 492.8247 | 123.2062
399 | ConEd | Program data | 2014 | 4 | 399 |  | 4 | 505 |  |  |  | 505 | NY Metro | 399 | Program data |  | 1 | 4 | 494.3636 | 482.1883 | contract price | 3.635 | 3.5455 | 3 | 492.8247 | 123.2062
400 | ConEd | Program data | 2014 | 4 | 400 |  | 4 | 505 |  |  |  | 505 | NY Metro | 400 | Program data |  | 1 | 4 | 494.3636 | 482.1883 | contract price | 3.635 | 3.5455 | 3 | 492.8247 | 123.2062
401 | ConEd | Program data | 2014 | 4 | 401 |  | 4 | 505 |  |  |  | 505 | NY Metro | 401 | Program data |  | 1 | 4 | 494.3636 | 482.1883 | contract price | 3.635 | 3.5455 | 3 | 492.8247 | 123.2062
402 | ConEd | Program data | 2014 | 4 | 402 |  | 4 | 505 |  |  |  | 505 | NY Metro | 402 | Program data |  | 1 | 4 | 494.3636 | 482.1883 | contract price | 3.635 | 3.5455 | 3 | 492.8247 | 123.2062
403 | ConEd | Program data | 2014 | 4 | 403 |  | 4 | 505 |  |  |  | 505 | NY Metro | 403 | Program data |  | 1 | 4 | 494.3636 | 482.1883 | contract price | 3.635 | 3.5455 | 3 | 492.8247 | 123.2062
404 | ConEd | Program data | 2014 | 4 | 404 |  | 4 | 505 |  |  |  | 505 | NY Metro | 404 | Program data |  | 1 | 4 | 494.3636 | 482.1883 | contract price | 3.635 | 3.5455 | 3 | 492.8247 | 123.2062
405 | ConEd | Program data | 2014 | 4 | 405 |  | 4 | 505 |  |  |  | 505 | NY Metro | 405 | Program data |  | 1 | 4 | 494.3636 | 482.1883 | contract price | 3.635 | 3.5455 | 3 | 492.8247 | 123.2062
406 | ConEd | Program data | 2014 | 4 | 406 |  | 4 | 505 |  |  |  | 505 | NY Metro | 406 | Program data |  | 1 | 4 | 494.3636 | 482.1883 | contract price | 3.635 | 3.5455 | 3 | 492.8247 | 123.2062
407 | ConEd | Program data | 2014 | 4 | 407 |  | 4 | 505 |  |  |  | 505 | NY Metro | 407 | Program data |  | 1 | 4 | 494.3636 | 482.1883 | contract price | 3.635 | 3.5455 | 3 | 492.8247 | 123.2062
408 | ConEd | Program data | 2014 | 4 | 408 |  | 4 | 505 |  |  |  | 505 | NY Metro | 408 | Program data |  | 1 | 4 | 494.3636 | 482.1883 | contract price | 3.635 | 3.5455 | 3 | 492.8247 | 123.2062
409 | ConEd | Program data | 2014 | 4 | 409 |  | 4 | 505 |  |  |  | 505 | NY Metro | 409 | Program data |  | 1 | 4 | 494.3636 | 482.1883 | contract price | 3.635 | 3.5455 | 3 | 492.8247 | 123.2062
410 | ConEd | Program data | 2014 | 4 | 410 |  | 4 | 505 |  |  |  | 505 | NY Metro | 410 | Program data |  | 1 | 4 | 494.3636 | 482.1883 | contract price | 3.635 | 3.5455 | 3 | 492.8247 | 123.2062
411 | ConEd | Program data | 2014 | 4 | 411 |  | 4 | 505 |  |  |  | 505 | NY Metro | 411 | Program data |  | 1 | 4 | 494.3636 | 482.1883 | contract price | 3.635 | 3.5455 | 3 | 492.8247 | 123.2062
412 | ConEd | Program data | 2014 | 4 | 412 |  | 4 | 505 |  |  |  | 505 | NY Metro | 412 | Program data |  | 1 | 4 | 494.3636 | 482.1883 | contract price | 3.635 | 3.5455 | 3 | 492.8247 | 123.2062
413 | ConEd | Program data | 2014 | 4 | 413 |  | 4 | 505 |  |  |  | 505 | NY Metro | 413 | Program data |  | 1 | 4 | 494.3636 | 482.1883 | contract price | 3.635 | 3.5455 | 3 | 492.8247 | 123.2062
414 | ConEd | Program data | 2014 | 4 | 414 |  | 4 | 505 |  |  |  | 505 | NY Metro | 414 | Program data |  | 1 | 4 | 494.3636 | 482.1883 | contract price | 3.635 | 3.5455 | 3 | 492.8247 | 123.2062
415 | ConEd | Program data | 2014 | 4 | 415 |  | 4 | 505 |  |  |  | 505 | NY Metro | 415 | Program data |  | 1 | 4 | 494.3636 | 482.1883 | contract price | 3.635 | 3.5455 | 3 | 492.8247 | 123.2062
416 | ConEd | Program data | 2014 | 4 | 416 |  | 4 | 505 |  |  |  | 505 | NY Metro | 416 | Program data |  | 1 | 4 | 494.3636 | 482.1883 | contract price | 3.635 | 3.5455 | 3 | 492.8247 | 123.2062
417 | ConEd | Program data | 2014 | 4 | 417 |  | 4 | 505 |  |  |  | 505 | NY Metro | 417 | Program data |  | 1 | 4 | 494.3636 | 482.1883 | contract price | 3.635 | 3.5455 | 3 | 492.8247 | 123.2062
418 | ConEd | Program data | 2014 | 4 | 418 |  | 4 | 505 |  |  |  | 505 | NY Metro | 418 | Program data |  | 1 | 4 | 494.3636 | 482.1883 | contract price | 3.635 | 3.5455 | 3 | 492.8247 | 123.2062
419 | ConEd | Program data | 2014 | 4 | 419 |  | 4 | 505 |  |  |  | 505 | NY Metro | 419 | Program data |  | 1 | 4 | 494.3636 | 482.1883 | contract price | 3.635 | 3.5455 | 3 | 492.8247 | 123.2062
420 | ConEd | Program data | 2014 | 4 | 420 |  | 4 | 505 |  |  |  | 505 | NY Metro | 420 | Program data |  | 1 | 4 | 494.3636 | 482.1883 | contract price | 3.635 | 3.5455 | 3 | 492.8247 | 123.2062
421 | ConEd | Program data | 2014 | 4 | 421 |  | 4 | 505 |  |  |  | 505 | NY Metro | 421 | Program data |  | 1 | 4 | 494.3636 | 482.1883 | contract price | 3.635 | 3.5455 | 3 | 492.8247 | 123.2062
422 | ConEd | Program data | 2014 | 4 | 422 |  | 4 | 505 |  |  |  | 505 | NY Metro | 422 | Program data |  | 1 | 4 | 494.3636 | 482.1883 | contract price | 3.635 | 3.5455 | 3 | 492.8247 | 123.2062
423 | ConEd | Program data | 2014 | 4 | 423 |  | 4 | 505 |  |  |  | 505 | NY Metro | 423 | Program data |  | 1 | 4 | 494.3636 | 482.1883 | contract price | 3.635 | 3.5455 | 3 | 492.8247 | 123.2062
424 | ConEd | Program data | 2014 | 4 | 424 |  | 4 | 505 |  |  |  | 505 | NY Metro | 424 | Program data |  | 1 | 4 | 494.3636 | 482.1883 | contract price | 3.635 | 3.5455 | 3 | 492.8247 | 123.2062
425 | ConEd | Program data | 2014 | 4 | 425 |  | 4 | 505 |  |  |  | 505 | NY Metro | 425 | Program data |  | 1 | 4 | 494.3636 | 482.1883 | contract price | 3.635 | 3.5455 | 3 | 492.8247 | 123.2062
426 | ConEd | Program data | 2014 | 4 | 426 |  | 4 | 505 |  |  |  | 505 | NY Metro | 426 | Program data |  | 1 | 4 | 494.3636 | 482.1883 | contract price | 3.635 | 3.5455 | 3 | 492.8247 | 123.2062
427 | ConEd | Program data | 2014 | 4 | 427 |  | 4 | 505 |  |  |  | 505 | NY Metro | 427 | Program data |  | 1 | 4 | 494.3636 | 482.1883 | contract price | 3.635 | 3.5455 | 3 | 492.8247 | 123.2062
428 | ConEd | Program data | 2014 | 4 | 428 |  | 4 | 505 |  |  |  | 505 | NY Metro | 428 | Program data |  | 1 | 4 | 494.3636 | 482.1883 | contract price | 3.635 | 3.5455 | 3 | 492.8247 | 123.2062
429 | ConEd | Program data | 2014 | 4 | 429 |  | 4 | 505 |  |  |  | 505 | NY Metro | 429 | Program data |  | 1 | 4 | 494.3636 | 482.1883 | contract price | 3.635 | 3.5455 | 3 | 492.8247 | 123.2062
430 | ConEd | Program data | 2014 | 4 | 430 |  | 4 | 505 |  |  |  | 505 | NY Metro | 430 | Program data |  | 1 | 4 | 494.3636 | 482.1883 | contract price | 3.635 | 3.5455 | 3 | 492.8247 | 123.2062
431 | ConEd | Program data | 2014 | 4 | 431 |  | 4 | 505 |  |  |  | 505 | NY Metro | 431 | Program data |  | 1 | 4 | 494.3636 | 482.1883 | contract price | 3.635 | 3.5455 | 3 | 492.8247 | 123.2062
432 | ConEd | Program data | 2014 | 4 | 432 |  | 4 | 505 |  |  |  | 505 | NY Metro | 432 | Program data |  | 1 | 4 | 494.3636 | 482.1883 | contract price | 3.635 | 3.5455 | 3 | 492.8247 | 123.2062
433 | ConEd | Program data | 2014 | 4 | 433 |  | 4 | 505 |  |  |  | 505 | NY Metro | 433 | Program data |  | 1 | 4 | 494.3636 | 482.1883 | contract price | 3.635 | 3.5455 | 3 | 492.8247 | 123.2062
434 | ConEd | Program data | 2014 | 4 | 434 |  | 4 | 505 |  |  |  | 505 | NY Metro | 434 | Program data |  | 1 | 4 | 494.3636 | 482.1883 | contract price | 3.635 | 3.5455 | 3 | 492.8247 | 123.2062
435 | ConEd | Program data | 2014 | 4 | 435 |  | 4 | 505 |  |  |  | 505 | NY Metro | 435 | Program data |  | 1 | 4 | 494.3636 | 482.1883 | contract price | 3.635 | 3.5455 | 3 | 492.8247 | 123.2062
436 | ConEd | Program data | 2014 | 4 | 436 |  | 4 | 505 |  |  |  | 505 | NY Metro | 436 | Program data |  | 1 | 4 | 494.3636 | 482.1883 | contract price | 3.635 | 3.5455 | 3 | 492.8247 | 123.2062
437 | ConEd | Program data | 2014 | 4 | 437 |  | 4 | 505 |  |  |  | 505 | NY Metro | 437 | Program data |  | 1 | 4 | 494.3636 | 482.1883 | contract price | 3.635 | 3.5455 | 3 | 492.8247 | 123.2062
438 | ConEd | Program data | 2014 | 4 | 438 |  | 4 | 505 |  |  |  | 505 | NY Metro | 438 | Program data |  | 1 | 4 | 494.3636 | 482.1883 | contract price | 3.635 | 3.5455 | 3 | 492.8247 | 123.2062
439 | ConEd | Program data | 2014 | 4 | 439 |  | 4 | 505 |  |  |  | 505 | NY Metro | 439 | Program data |  | 1 | 4 | 494.3636 | 482.1883 | contract price | 3.635 | 3.5455 | 3 | 492.8247 | 123.2062
440 | ConEd | Program data | 2014 | 4 | 440 |  | 4 | 642 |  |  |  | 642 | NY Metro | 440 | Program data |  | 1 | 4 | 631.3636 | 615.8143 | contract price | 3.635 | 3.5455 | 3 | 626.4507 | 156.6127
441 | ConEd | Program data | 2014 | 4 | 441 |  | 4 | 505 |  |  |  | 505 | NY Metro | 441 | Program data |  | 1 | 4 | 494.3636 | 482.1883 | contract price | 3.635 | 3.5455 | 3 | 492.8247 | 123.2062
442 | ConEd | Program data | 2014 | 4 | 442 |  | 4 | 642 |  |  |  | 642 | NY Metro | 442 | Program data |  | 1 | 4 | 631.3636 | 615.8143 | contract price | 3.635 | 3.5455 | 3 | 626.4507 | 156.6127
443 | ConEd | Program data | 2014 | 4 | 443 |  | 4 | 642 |  |  |  | 642 | NY Metro | 443 | Program data |  | 1 | 4 | 631.3636 | 615.8143 | contract price | 3.635 | 3.5455 | 3 | 626.4507 | 156.6127
444 | ConEd | Program data | 2014 | 4 | 444 |  | 4 | 505 |  |  |  | 505 | NY Metro | 444 | Program data |  | 1 | 4 | 494.3636 | 482.1883 | contract price | 3.635 | 3.5455 | 3 | 492.8247 | 123.2062
445 | ConEd | Program data | 2014 | 4 | 445 |  | 4 | 642 |  |  |  | 642 | NY Metro | 445 | Program data |  | 1 | 4 | 631.3636 | 615.8143 | contract price | 3.635 | 3.5455 | 3 | 626.4507 | 156.6127
446 | ConEd | Program data | 2014 | 4 | 446 |  | 4 | 642 |  |  |  | 642 | NY Metro | 446 | Program data |  | 1 | 4 | 631.3636 | 615.8143 | contract price | 3.635 | 3.5455 | 3 | 626.4507 | 156.6127
447 | ConEd | Program data | 2014 | 4 | 447 |  | 4 | 642 |  |  |  | 642 | NY Metro | 447 | Program data |  | 1 | 4 | 631.3636 | 615.8143 | contract price | 3.635 | 3.5455 | 3 | 626.4507 | 156.6127
448 | ConEd | Program data | 2014 | 4 | 448 |  | 4 | 642 |  |  |  | 642 | NY Metro | 448 | Program data |  | 1 | 4 | 631.3636 | 615.8143 | contract price | 3.635 | 3.5455 | 3 | 626.4507 | 156.6127
449 | ConEd | Program data | 2014 | 4 | 449 |  | 4 | 505 |  |  |  | 505 | NY Metro | 449 | Program data |  | 1 | 4 | 494.3636 | 482.1883 | contract price | 3.635 | 3.5455 | 3 | 492.8247 | 123.2062
450 | ConEd | Program data | 2014 | 4 | 450 |  | 4 | 642 |  |  |  | 642 | NY Metro | 450 | Program data |  | 1 | 4 | 631.3636 | 615.8143 | contract price | 3.635 | 3.5455 | 3 | 626.4507 | 156.6127
451 | ConEd | Program data | 2014 | 4 | 451 |  | 4 | 642 |  |  |  | 642 | NY Metro | 451 | Program data |  | 1 | 4 | 631.3636 | 615.8143 | contract price | 3.635 | 3.5455 | 3 | 626.4507 | 156.6127
452 | ConEd | Program data | 2014 | 4 | 452 |  | 4 | 505 |  |  |  | 505 | NY Metro | 452 | Program data |  | 1 | 4 | 494.3636 | 482.1883 | contract price | 3.635 | 3.5455 | 3 | 492.8247 | 123.2062
453 | ConEd | Program data | 2014 | 4 | 453 |  | 4 | 642 |  |  |  | 642 | NY Metro | 453 | Program data |  | 1 | 4 | 631.3636 | 615.8143 | contract price | 3.635 | 3.5455 | 3 | 626.4507 | 156.6127
454 | ConEd | Program data | 2014 | 4 | 454 |  | 4 | 505 |  |  |  | 505 | NY Metro | 454 | Program data |  | 1 | 4 | 494.3636 | 482.1883 | contract price | 3.635 | 3.5455 | 3 | 492.8247 | 123.2062
455 | ConEd | Program data | 2014 | 4 | 455 |  | 4 | 642 |  |  |  | 642 | NY Metro | 455 | Program data |  | 1 | 4 | 631.3636 | 615.8143 | contract price | 3.635 | 3.5455 | 3 | 626.4507 | 156.6127
456 | ConEd | Program data | 2014 | 4 | 456 |  | 4 | 642 |  |  |  | 642 | NY Metro | 456 | Program data |  | 1 | 4 | 631.3636 | 615.8143 | contract price | 3.635 | 3.5455 | 3 | 626.4507 | 156.6127
457 | ConEd | Program data | 2014 | 4 | 457 |  | 4 | 642 |  |  |  | 642 | NY Metro | 457 | Program data |  | 1 | 4 | 631.3636 | 615.8143 | contract price | 3.635 | 3.5455 | 3 | 626.4507 | 156.6127
458 | ConEd | Program data | 2014 | 4 | 458 |  | 4 | 642 |  |  |  | 642 | NY Metro | 458 | Program data |  | 1 | 4 | 631.3636 | 615.8143 | contract price | 3.635 | 3.5455 | 3 | 626.4507 | 156.6127
459 | ConEd | Program data | 2014 | 4 | 459 |  | 4 | 642 |  |  |  | 642 | NY Metro | 459 | Program data |  | 1 | 4 | 631.3636 | 615.8143 | contract price | 3.635 | 3.5455 | 3 | 626.4507 | 156.6127
460 | ConEd | Program data | 2014 | 4 | 460 |  | 4 | 642 |  |  |  | 642 | NY Metro | 460 | Program data |  | 1 | 4 | 631.3636 | 615.8143 | contract price | 3.635 | 3.5455 | 3 | 626.4507 | 156.6127
461 | ConEd | Program data | 2014 | 4 | 461 |  | 4 | 642 |  |  |  | 642 | NY Metro | 461 | Program data |  | 1 | 4 | 631.3636 | 615.8143 | contract price | 3.635 | 3.5455 | 3 | 626.4507 | 156.6127
462 | ConEd | Program data | 2014 | 4 | 462 |  | 4 | 642 |  |  |  | 642 | NY Metro | 462 | Program data |  | 1 | 4 | 631.3636 | 615.8143 | contract price | 3.635 | 3.5455 | 3 | 626.4507 | 156.6127
463 | ConEd | Program data | 2014 | 4 | 463 |  | 4 | 642 |  |  |  | 642 | NY Metro | 463 | Program data |  | 1 | 4 | 631.3636 | 615.8143 | contract price | 3.635 | 3.5455 | 3 | 626.4507 | 156.6127
464 | ConEd | Program data | 2014 | 4 | 464 |  | 4 | 642 |  |  |  | 642 | NY Metro | 464 | Program data |  | 1 | 4 | 631.3636 | 615.8143 | contract price | 3.635 | 3.5455 | 3 | 626.4507 | 156.6127
465 | ConEd | Program data | 2014 | 4 | 465 |  | 4 | 642 |  |  |  | 642 | NY Metro | 465 | Program data |  | 1 | 4 | 631.3636 | 615.8143 | contract price | 3.635 | 3.5455 | 3 | 626.4507 | 156.6127
466 | ConEd | Program data | 2014 | 4 | 466 |  | 4 | 642 |  |  |  | 642 | NY Metro | 466 | Program data |  | 1 | 4 | 631.3636 | 615.8143 | contract price | 3.635 | 3.5455 | 3 | 626.4507 | 156.6127
467 | ConEd | Program data | 2014 | 4 | 467 |  | 4 | 505 |  |  |  | 505 | NY Metro | 467 | Program data |  | 1 | 4 | 494.3636 | 482.1883 | contract price | 3.635 | 3.5455 | 3 | 492.8247 | 123.2062
468 | ConEd | Program data | 2014 | 4 | 468 |  | 4 | 505 |  |  |  | 505 | NY Metro | 468 | Program data |  | 1 | 4 | 494.3636 | 482.1883 | contract price | 3.635 | 3.5455 | 3 | 492.8247 | 123.2062
469 | ConEd | Program data | 2014 | 4 | 469 |  | 4 | 505 |  |  |  | 505 | NY Metro | 469 | Program data |  | 1 | 4 | 494.3636 | 482.1883 | contract price | 3.635 | 3.5455 | 3 | 492.8247 | 123.2062
470 | ConEd | Program data | 2014 | 4 | 470 |  | 4 | 505 |  |  |  | 505 | NY Metro | 470 | Program data |  | 1 | 4 | 494.3636 | 482.1883 | contract price | 3.635 | 3.5455 | 3 | 492.8247 | 123.2062
471 | ConEd | Program data | 2014 | 4 | 471 |  | 4 | 642 |  |  |  | 642 | NY Metro | 471 | Program data |  | 1 | 4 | 631.3636 | 615.8143 | contract price | 3.635 | 3.5455 | 3 | 626.4507 | 156.6127
472 | ConEd | Program data | 2014 | 4 | 472 |  | 4 | 642 |  |  |  | 642 | NY Metro | 472 | Program data |  | 1 | 4 | 631.3636 | 615.8143 | contract price | 3.635 | 3.5455 | 3 | 626.4507 | 156.6127
473 | ConEd | Program data | 2014 | 4 | 473 |  | 4 | 506.63 |  |  |  | 506.63 | NY Metro | 473 | Program data |  | 1 | 4 | 495.9936 | 483.7782 | contract price | 3.635 | 3.5455 | 3 | 494.4146 | 123.6037
474 | ConEd | Program data | 2014 | 4 | 474 |  | 4 | 506.64 |  |  |  | 506.64 | NY Metro | 474 | Program data |  | 1 | 4 | 496.0036 | 483.7879 | contract price | 3.635 | 3.5455 | 3 | 494.4244 | 123.6061
475 | ConEd | Program data | 2014 | 4 | 475 |  | 4 | 506.64 |  |  |  | 506.64 | NY Metro | 475 | Program data |  | 1 | 4 | 496.0036 | 483.7879 | contract price | 3.635 | 3.5455 | 3 | 494.4244 | 123.6061
476 | ConEd | Program data | 2014 | 4 | 476 |  | 4 | 506.63 |  |  |  | 506.63 | NY Metro | 476 | Program data |  | 1 | 4 | 495.9936 | 483.7782 | contract price | 3.635 | 3.5455 | 3 | 494.4146 | 123.6037
477 | ConEd | Program data | 2014 | 4 | 477 |  | 4 | 506.63 |  |  |  | 506.63 | NY Metro | 477 | Program data |  | 1 | 4 | 495.9936 | 483.7782 | contract price | 3.635 | 3.5455 | 3 | 494.4146 | 123.6037
478 | ConEd | Program data | 2014 | 4 | 478 |  | 4 | 506.63 |  |  |  | 506.63 | NY Metro | 478 | Program data |  | 1 | 4 | 495.9936 | 483.7782 | contract price | 3.635 | 3.5455 | 3 | 494.4146 | 123.6037
479 | ConEd | Program data | 2014 | 4 | 479 |  | 4 | 506.63 |  |  |  | 506.63 | NY Metro | 479 | Program data |  | 1 | 4 | 495.9936 | 483.7782 | contract price | 3.635 | 3.5455 | 3 | 494.4146 | 123.6037
480 | ConEd | Program data | 2014 | 4 | 480 |  | 4 | 506.63 |  |  |  | 506.63 | NY Metro | 480 | Program data |  | 1 | 4 | 495.9936 | 483.7782 | contract price | 3.635 | 3.5455 | 3 | 494.4146 | 123.6037
481 | ConEd | Program data | 2014 | 4 | 481 |  | 4 | 506.63 |  |  |  | 506.63 | NY Metro | 481 | Program data |  | 1 | 4 | 495.9936 | 483.7782 | contract price | 3.635 | 3.5455 | 3 | 494.4146 | 123.6037
482 | ConEd | Program data | 2014 | 4 | 482 |  | 4 | 506.63 |  |  |  | 506.63 | NY Metro | 482 | Program data |  | 1 | 4 | 495.9936 | 483.7782 | contract price | 3.635 | 3.5455 | 3 | 494.4146 | 123.6037
483 | ConEd | Program data | 2014 | 4 | 483 |  | 4 | 506.63 |  |  |  | 506.63 | NY Metro | 483 | Program data |  | 1 | 4 | 495.9936 | 483.7782 | contract price | 3.635 | 3.5455 | 3 | 494.4146 | 123.6037
484 | ConEd | Program data | 2014 | 4 | 484 |  | 4 | 506.63 |  |  |  | 506.63 | NY Metro | 484 | Program data |  | 1 | 4 | 495.9936 | 483.7782 | contract price | 3.635 | 3.5455 | 3 | 494.4146 | 123.6037
485 | ConEd | Program data | 2014 | 4 | 485 |  | 4 | 506.63 |  |  |  | 506.63 | NY Metro | 485 | Program data |  | 1 | 4 | 495.9936 | 483.7782 | contract price | 3.635 | 3.5455 | 3 | 494.4146 | 123.6037
486 | ConEd | Program data | 2014 | 4 | 486 |  | 4 | 506.63 |  |  |  | 506.63 | NY Metro | 486 | Program data |  | 1 | 4 | 495.9936 | 483.7782 | contract price | 3.635 | 3.5455 | 3 | 494.4146 | 123.6037
487 | ConEd | Program data | 2014 | 4 | 487 |  | 4 | 506.63 |  |  |  | 506.63 | NY Metro | 487 | Program data |  | 1 | 4 | 495.9936 | 483.7782 | contract price | 3.635 | 3.5455 | 3 | 494.4146 | 123.6037
488 | ConEd | Program data | 2014 | 4 | 488 |  | 4 | 506.63 |  |  |  | 506.63 | NY Metro | 488 | Program data |  | 1 | 4 | 495.9936 | 483.7782 | contract price | 3.635 | 3.5455 | 3 | 494.4146 | 123.6037
489 | ConEd | Program data | 2014 | 4 | 489 |  | 4 | 506.63 |  |  |  | 506.63 | NY Metro | 489 | Program data |  | 1 | 4 | 495.9936 | 483.7782 | contract price | 3.635 | 3.5455 | 3 | 494.4146 | 123.6037
490 | ConEd | Program data | 2014 | 4 | 490 |  | 4 | 506.63 |  |  |  | 506.63 | NY Metro | 490 | Program data |  | 1 | 4 | 495.9936 | 483.7782 | contract price | 3.635 | 3.5455 | 3 | 494.4146 | 123.6037
491 | ConEd | Program data | 2014 | 4 | 491 |  | 4 | 506.63 |  |  |  | 506.63 | NY Metro | 491 | Program data |  | 1 | 4 | 495.9936 | 483.7782 | contract price | 3.635 | 3.5455 | 3 | 494.4146 | 123.6037
492 | ConEd | Program data | 2014 | 4 | 492 |  | 4 | 506.63 |  |  |  | 506.63 | NY Metro | 492 | Program data |  | 1 | 4 | 495.9936 | 483.7782 | contract price | 3.635 | 3.5455 | 3 | 494.4146 | 123.6037
493 | ConEd | Program data | 2014 | 4 | 493 |  | 4 | 506.63 |  |  |  | 506.63 | NY Metro | 493 | Program data |  | 1 | 4 | 495.9936 | 483.7782 | contract price | 3.635 | 3.5455 | 3 | 494.4146 | 123.6037
494 | ConEd | Program data | 2014 | 4 | 494 |  | 4 | 506.64 |  |  |  | 506.64 | NY Metro | 494 | Program data |  | 1 | 4 | 496.0036 | 483.7879 | contract price | 3.635 | 3.5455 | 3 | 494.4244 | 123.6061
495 | ConEd | Program data | 2014 | 4 | 495 |  | 4 | 506.64 |  |  |  | 506.64 | NY Metro | 495 | Program data |  | 1 | 4 | 496.0036 | 483.7879 | contract price | 3.635 | 3.5455 | 3 | 494.4244 | 123.6061
496 | ConEd | Program data | 2014 | 4 | 496 |  | 4 | 506.64 |  |  |  | 506.64 | NY Metro | 496 | Program data |  | 1 | 4 | 496.0036 | 483.7879 | contract price | 3.635 | 3.5455 | 3 | 494.4244 | 123.6061
497 | ConEd | Program data | 2014 | 4 | 497 |  | 4 | 506.64 |  |  |  | 506.64 | NY Metro | 497 | Program data |  | 1 | 4 | 496.0036 | 483.7879 | contract price | 3.635 | 3.5455 | 3 | 494.4244 | 123.6061
498 | ConEd | Program data | 2014 | 4 | 498 |  | 4 | 506.63 |  |  |  | 506.63 | NY Metro | 498 | Program data |  | 1 | 4 | 495.9936 | 483.7782 | contract price | 3.635 | 3.5455 | 3 | 494.4146 | 123.6037
499 | ConEd | Program data | 2014 | 4 | 499 |  | 4 | 506.63 |  |  |  | 506.63 | NY Metro | 499 | Program data |  | 1 | 4 | 495.9936 | 483.7782 | contract price | 3.635 | 3.5455 | 3 | 494.4146 | 123.6037
500 | ConEd | Program data | 2014 | 4 | 500 |  | 4 | 506.63 |  |  |  | 506.63 | NY Metro | 500 | Program data |  | 1 | 4 | 495.9936 | 483.7782 | contract price | 3.635 | 3.5455 | 3 | 494.4146 | 123.6037
501 | ConEd | Program data | 2014 | 4 | 501 |  | 4 | 506.63 |  |  |  | 506.63 | NY Metro | 501 | Program data |  | 1 | 4 | 495.9936 | 483.7782 | contract price | 3.635 | 3.5455 | 3 | 494.4146 | 123.6037
502 | ConEd | Program data | 2014 | 4 | 502 |  | 4 | 506.63 |  |  |  | 506.63 | NY Metro | 502 | Program data |  | 1 | 4 | 495.9936 | 483.7782 | contract price | 3.635 | 3.5455 | 3 | 494.4146 | 123.6037
503 | ConEd | Program data | 2014 | 4 | 503 |  | 4 | 506.63 |  |  |  | 506.63 | NY Metro | 503 | Program data |  | 1 | 4 | 495.9936 | 483.7782 | contract price | 3.635 | 3.5455 | 3 | 494.4146 | 123.6037
504 | ConEd | Program data | 2014 | 4 | 504 |  | 4 | 506.63 |  |  |  | 506.63 | NY Metro | 504 | Program data |  | 1 | 4 | 495.9936 | 483.7782 | contract price | 3.635 | 3.5455 | 3 | 494.4146 | 123.6037
505 | ConEd | Program data | 2014 | 4 | 505 |  | 4 | 506.63 |  |  |  | 506.63 | NY Metro | 505 | Program data |  | 1 | 4 | 495.9936 | 483.7782 | contract price | 3.635 | 3.5455 | 3 | 494.4146 | 123.6037
506 | ConEd | Program data | 2014 | 4 | 506 |  | 4 | 506.63 |  |  |  | 506.63 | NY Metro | 506 | Program data |  | 1 | 4 | 495.9936 | 483.7782 | contract price | 3.635 | 3.5455 | 3 | 494.4146 | 123.6037
507 | ConEd | Program data | 2014 | 4 | 507 |  | 4 | 506.63 |  |  |  | 506.63 | NY Metro | 507 | Program data |  | 1 | 4 | 495.9936 | 483.7782 | contract price | 3.635 | 3.5455 | 3 | 494.4146 | 123.6037
508 | ConEd | Program data | 2014 | 4 | 508 |  | 4 | 642 |  |  |  | 642 | NY Metro | 508 | Program data |  | 1 | 4 | 631.3636 | 615.8143 | contract price | 3.635 | 3.5455 | 3 | 626.4507 | 156.6127
509 | ConEd | Program data | 2014 | 4 | 509 |  | 4 | 642 |  |  |  | 642 | NY Metro | 509 | Program data |  | 1 | 4 | 631.3636 | 615.8143 | contract price | 3.635 | 3.5455 | 3 | 626.4507 | 156.6127
510 | ConEd | Program data | 2014 | 4 | 510 |  | 4 | 642 |  |  |  | 642 | NY Metro | 510 | Program data |  | 1 | 4 | 631.3636 | 615.8143 | contract price | 3.635 | 3.5455 | 3 | 626.4507 | 156.6127
511 | ConEd | Program data | 2014 | 4 | 511 |  | 4 | 642 |  |  |  | 642 | NY Metro | 511 | Program data |  | 1 | 4 | 631.3636 | 615.8143 | contract price | 3.635 | 3.5455 | 3 | 626.4507 | 156.6127
512 | ConEd | Program data | 2014 | 4 | 512 |  | 4 | 642 |  |  |  | 642 | NY Metro | 512 | Program data |  | 1 | 4 | 631.3636 | 615.8143 | contract price | 3.635 | 3.5455 | 3 | 626.4507 | 156.6127
513 | ConEd | Program data | 2014 | 4 | 513 |  | 4 | 505 |  |  |  | 505 | NY Metro | 513 | Program data |  | 1 | 4 | 494.3636 | 482.1883 | contract price | 3.635 | 3.5455 | 3 | 492.8247 | 123.2062
514 | ConEd | Program data | 2014 | 4 | 514 |  | 4 | 505 |  |  |  | 505 | NY Metro | 514 | Program data |  | 1 | 4 | 494.3636 | 482.1883 | contract price | 3.635 | 3.5455 | 3 | 492.8247 | 123.2062
515 | ConEd | Program data | 2014 | 4 | 515 |  | 4 | 505 |  |  |  | 505 | NY Metro | 515 | Program data |  | 1 | 4 | 494.3636 | 482.1883 | contract price | 3.635 | 3.5455 | 3 | 492.8247 | 123.2062
516 | ConEd | Program data | 2014 | 4 | 516 |  | 4 | 642 |  |  |  | 642 | NY Metro | 516 | Program data |  | 1 | 4 | 631.3636 | 615.8143 | contract price | 3.635 | 3.5455 | 3 | 626.4507 | 156.6127
517 | ConEd | Program data | 2014 | 4 | 517 |  | 4 | 642 |  |  |  | 642 | NY Metro | 517 | Program data |  | 1 | 4 | 631.3636 | 615.8143 | contract price | 3.635 | 3.5455 | 3 | 626.4507 | 156.6127
518 | ConEd | Program data | 2014 | 4 | 518 |  | 4 | 642 |  |  |  | 642 | NY Metro | 518 | Program data |  | 1 | 4 | 631.3636 | 615.8143 | contract price | 3.635 | 3.5455 | 3 | 626.4507 | 156.6127
519 | ConEd | Program data | 2014 | 4 | 519 |  | 4 | 642 |  |  |  | 642 | NY Metro | 519 | Program data |  | 1 | 4 | 631.3636 | 615.8143 | contract price | 3.635 | 3.5455 | 3 | 626.4507 | 156.6127
520 | ConEd | Program data | 2014 | 4 | 520 |  | 4 | 642 |  |  |  | 642 | NY Metro | 520 | Program data |  | 1 | 4 | 631.3636 | 615.8143 | contract price | 3.635 | 3.5455 | 3 | 626.4507 | 156.6127
521 | ConEd | Program data | 2014 | 4 | 521 |  | 4 | 642 |  |  |  | 642 | NY Metro | 521 | Program data |  | 1 | 4 | 631.3636 | 615.8143 | contract price | 3.635 | 3.5455 | 3 | 626.4507 | 156.6127
522 | ConEd | Program data | 2014 | 4 | 522 |  | 4 | 642 |  |  |  | 642 | NY Metro | 522 | Program data |  | 1 | 4 | 631.3636 | 615.8143 | contract price | 3.635 | 3.5455 | 3 | 626.4507 | 156.6127
523 | ConEd | Program data | 2014 | 4 | 523 |  | 4 | 642 |  |  |  | 642 | NY Metro | 523 | Program data |  | 1 | 4 | 631.3636 | 615.8143 | contract price | 3.635 | 3.5455 | 3 | 626.4507 | 156.6127
524 | ConEd | Program data | 2014 | 4 | 524 |  | 4 | 642 |  |  |  | 642 | NY Metro | 524 | Program data |  | 1 | 4 | 631.3636 | 615.8143 | contract price | 3.635 | 3.5455 | 3 | 626.4507 | 156.6127
525 | ConEd | Program data | 2014 | 4 | 525 |  | 4 | 642 |  |  |  | 642 | NY Metro | 525 | Program data |  | 1 | 4 | 631.3636 | 615.8143 | contract price | 3.635 | 3.5455 | 3 | 626.4507 | 156.6127
526 | ConEd | Program data | 2014 | 4 | 526 |  | 4 | 642 |  |  |  | 642 | NY Metro | 526 | Program data |  | 1 | 4 | 631.3636 | 615.8143 | contract price | 3.635 | 3.5455 | 3 | 626.4507 | 156.6127
527 | ConEd | Program data | 2014 | 4 | 527 |  | 4 | 642 |  |  |  | 642 | NY Metro | 527 | Program data |  | 1 | 4 | 631.3636 | 615.8143 | contract price | 3.635 | 3.5455 | 3 | 626.4507 | 156.6127
528 | ConEd | Program data | 2014 | 4 | 528 |  | 4 | 505 |  |  |  | 505 | NY Metro | 528 | Program data |  | 1 | 4 | 494.3636 | 482.1883 | contract price | 3.635 | 3.5455 | 3 | 492.8247 | 123.2062
529 | ConEd | Program data | 2014 | 4 | 529 |  | 4 | 505 |  |  |  | 505 | NY Metro | 529 | Program data |  | 1 | 4 | 494.3636 | 482.1883 | contract price | 3.635 | 3.5455 | 3 | 492.8247 | 123.2062
530 | ConEd | Program data | 2014 | 4 | 530 |  | 4 | 505 |  |  |  | 505 | NY Metro | 530 | Program data |  | 1 | 4 | 494.3636 | 482.1883 | contract price | 3.635 | 3.5455 | 3 | 492.8247 | 123.2062
531 | ConEd | Program data | 2014 | 4 | 531 |  | 4 | 506.63 |  |  |  | 506.63 | NY Metro | 531 | Program data |  | 1 | 4 | 495.9936 | 483.7782 | contract price | 3.635 | 3.5455 | 3 | 494.4146 | 123.6037
532 | ConEd | Program data | 2014 | 4 | 532 |  | 4 | 506.63 |  |  |  | 506.63 | NY Metro | 532 | Program data |  | 1 | 4 | 495.9936 | 483.7782 | contract price | 3.635 | 3.5455 | 3 | 494.4146 | 123.6037
533 | ConEd | Program data | 2014 | 4 | 533 |  | 4 | 506.63 |  |  |  | 506.63 | NY Metro | 533 | Program data |  | 1 | 4 | 495.9936 | 483.7782 | contract price | 3.635 | 3.5455 | 3 | 494.4146 | 123.6037
534 | ConEd | Program data | 2014 | 4 | 534 |  | 4 | 506.63 |  |  |  | 506.63 | NY Metro | 534 | Program data |  | 1 | 4 | 495.9936 | 483.7782 | contract price | 3.635 | 3.5455 | 3 | 494.4146 | 123.6037
535 | ConEd | Program data | 2014 | 4 | 535 |  | 4 | 506.63 |  |  |  | 506.63 | NY Metro | 535 | Program data |  | 1 | 4 | 495.9936 | 483.7782 | contract price | 3.635 | 3.5455 | 3 | 494.4146 | 123.6037
536 | ConEd | Program data | 2014 | 4 | 536 |  | 4 | 506.63 |  |  |  | 506.63 | NY Metro | 536 | Program data |  | 1 | 4 | 495.9936 | 483.7782 | contract price | 3.635 | 3.5455 | 3 | 494.4146 | 123.6037
537 | ConEd | Program data | 2014 | 4 | 537 |  | 4 | 506.63 |  |  |  | 506.63 | NY Metro | 537 | Program data |  | 1 | 4 | 495.9936 | 483.7782 | contract price | 3.635 | 3.5455 | 3 | 494.4146 | 123.6037
538 | ConEd | Program data | 2014 | 4 | 538 |  | 4 | 506.63 |  |  |  | 506.63 | NY Metro | 538 | Program data |  | 1 | 4 | 495.9936 | 483.7782 | contract price | 3.635 | 3.5455 | 3 | 494.4146 | 123.6037
539 | ConEd | Program data | 2014 | 4 | 539 |  | 4 | 506.63 |  |  |  | 506.63 | NY Metro | 539 | Program data |  | 1 | 4 | 495.9936 | 483.7782 | contract price | 3.635 | 3.5455 | 3 | 494.4146 | 123.6037
540 | ConEd | Program data | 2014 | 4 | 540 |  | 4 | 506.63 |  |  |  | 506.63 | NY Metro | 540 | Program data |  | 1 | 4 | 495.9936 | 483.7782 | contract price | 3.635 | 3.5455 | 3 | 494.4146 | 123.6037
541 | ConEd | Program data | 2014 | 4 | 541 |  | 4 | 506.63 |  |  |  | 506.63 | NY Metro | 541 | Program data |  | 1 | 4 | 495.9936 | 483.7782 | contract price | 3.635 | 3.5455 | 3 | 494.4146 | 123.6037
542 | ConEd | Program data | 2014 | 4 | 542 |  | 4 | 506.63 |  |  |  | 506.63 | NY Metro | 542 | Program data |  | 1 | 4 | 495.9936 | 483.7782 | contract price | 3.635 | 3.5455 | 3 | 494.4146 | 123.6037
543 | ConEd | Program data | 2014 | 4 | 543 |  | 4 | 506.63 |  |  |  | 506.63 | NY Metro | 543 | Program data |  | 1 | 4 | 495.9936 | 483.7782 | contract price | 3.635 | 3.5455 | 3 | 494.4146 | 123.6037
544 | ConEd | Program data | 2014 | 4 | 544 |  | 4 | 506.63 |  |  |  | 506.63 | NY Metro | 544 | Program data |  | 1 | 4 | 495.9936 | 483.7782 | contract price | 3.635 | 3.5455 | 3 | 494.4146 | 123.6037
545 | ConEd | Program data | 2014 | 4 | 545 |  | 4 | 506.63 |  |  |  | 506.63 | NY Metro | 545 | Program data |  | 1 | 4 | 495.9936 | 483.7782 | contract price | 3.635 | 3.5455 | 3 | 494.4146 | 123.6037
546 | ConEd | Program data | 2014 | 4 | 546 |  | 4 | 506.63 |  |  |  | 506.63 | NY Metro | 546 | Program data |  | 1 | 4 | 495.9936 | 483.7782 | contract price | 3.635 | 3.5455 | 3 | 494.4146 | 123.6037
547 | ConEd | Program data | 2014 | 4 | 547 |  | 4 | 506.63 |  |  |  | 506.63 | NY Metro | 547 | Program data |  | 1 | 4 | 495.9936 | 483.7782 | contract price | 3.635 | 3.5455 | 3 | 494.4146 | 123.6037
548 | ConEd | Program data | 2014 | 4 | 548 |  | 4 | 506.63 |  |  |  | 506.63 | NY Metro | 548 | Program data |  | 1 | 4 | 495.9936 | 483.7782 | contract price | 3.635 | 3.5455 | 3 | 494.4146 | 123.6037
549 | ConEd | Program data | 2014 | 4 | 549 |  | 4 | 506.63 |  |  |  | 506.63 | NY Metro | 549 | Program data |  | 1 | 4 | 495.9936 | 483.7782 | contract price | 3.635 | 3.5455 | 3 | 494.4146 | 123.6037
550 | ConEd | Program data | 2014 | 4 | 550 |  | 4 | 506.63 |  |  |  | 506.63 | NY Metro | 550 | Program data |  | 1 | 4 | 495.9936 | 483.7782 | contract price | 3.635 | 3.5455 | 3 | 494.4146 | 123.6037
551 | ConEd | Program data | 2014 | 4 | 551 |  | 4 | 506.63 |  |  |  | 506.63 | NY Metro | 551 | Program data |  | 1 | 4 | 495.9936 | 483.7782 | contract price | 3.635 | 3.5455 | 3 | 494.4146 | 123.6037
552 | ConEd | Program data | 2014 | 4 | 552 |  | 4 | 506.63 |  |  |  | 506.63 | NY Metro | 552 | Program data |  | 1 | 4 | 495.9936 | 483.7782 | contract price | 3.635 | 3.5455 | 3 | 494.4146 | 123.6037
553 | ConEd | Program data | 2014 | 4 | 553 |  | 4 | 506.63 |  |  |  | 506.63 | NY Metro | 553 | Program data |  | 1 | 4 | 495.9936 | 483.7782 | contract price | 3.635 | 3.5455 | 3 | 494.4146 | 123.6037
554 | ConEd | Program data | 2014 | 4 | 554 |  | 4 | 506.63 |  |  |  | 506.63 | NY Metro | 554 | Program data |  | 1 | 4 | 495.9936 | 483.7782 | contract price | 3.635 | 3.5455 | 3 | 494.4146 | 123.6037
555 | ConEd | Program data | 2014 | 4 | 555 |  | 4 | 505 |  |  |  | 505 | NY Metro | 555 | Program data |  | 1 | 4 | 494.3636 | 482.1883 | contract price | 3.635 | 3.5455 | 3 | 492.8247 | 123.2062
556 | ConEd | Program data | 2014 | 4 | 556 |  | 4 | 642 |  |  |  | 642 | NY Metro | 556 | Program data |  | 1 | 4 | 631.3636 | 615.8143 | contract price | 3.635 | 3.5455 | 3 | 626.4507 | 156.6127
557 | ConEd | Program data | 2014 | 4 | 557 |  | 4 | 642 |  |  |  | 642 | NY Metro | 557 | Program data |  | 1 | 4 | 631.3636 | 615.8143 | contract price | 3.635 | 3.5455 | 3 | 626.4507 | 156.6127
558 | ConEd | Program data | 2014 | 4 | 558 |  | 4 | 642 |  |  |  | 642 | NY Metro | 558 | Program data |  | 1 | 4 | 631.3636 | 615.8143 | contract price | 3.635 | 3.5455 | 3 | 626.4507 | 156.6127
559 | ConEd | Program data | 2014 | 4 | 559 |  | 4 | 642 |  |  |  | 642 | NY Metro | 559 | Program data |  | 1 | 4 | 631.3636 | 615.8143 | contract price | 3.635 | 3.5455 | 3 | 626.4507 | 156.6127
560 | ConEd | Program data | 2014 | 4 | 560 |  | 4 | 506.63 |  |  |  | 506.63 | NY Metro | 560 | Program data |  | 1 | 4 | 506.63 | 494.1526 | contract price | 3.635 | 3.5455 | 0 | 494.1526 | 123.5382
561 | ConEd | Program data | 2014 | 4 | 561 |  | 4 | 506.63 |  |  |  | 506.63 | NY Metro | 561 | Program data |  | 1 | 4 | 506.63 | 494.1526 | contract price | 3.635 | 3.5455 | 0 | 494.1526 | 123.5382
562 | ConEd | Program data | 2014 | 4 | 562 |  | 4 | 506.63 |  |  |  | 506.63 | NY Metro | 562 | Program data |  | 1 | 4 | 506.63 | 494.1526 | contract price | 3.635 | 3.5455 | 0 | 494.1526 | 123.5382
563 | ConEd | Program data | 2014 | 4 | 563 |  | 4 | 506.63 |  |  |  | 506.63 | NY Metro | 563 | Program data |  | 1 | 4 | 506.63 | 494.1526 | contract price | 3.635 | 3.5455 | 0 | 494.1526 | 123.5382
564 | ConEd | Program data | 2014 | 4 | 564 |  | 4 | 506.63 |  |  |  | 506.63 | NY Metro | 564 | Program data |  | 1 | 4 | 506.63 | 494.1526 | contract price | 3.635 | 3.5455 | 0 | 494.1526 | 123.5382
565 | ConEd | Program data | 2014 | 4 | 565 |  | 4 | 506.63 |  |  |  | 506.63 | NY Metro | 565 | Program data |  | 1 | 4 | 506.63 | 494.1526 | contract price | 3.635 | 3.5455 | 0 | 494.1526 | 123.5382
566 | ConEd | Program data | 2014 | 4 | 566 |  | 4 | 506.63 |  |  |  | 506.63 | NY Metro | 566 | Program data |  | 1 | 4 | 506.63 | 494.1526 | contract price | 3.635 | 3.5455 | 0 | 494.1526 | 123.5382
567 | ConEd | Program data | 2014 | 4 | 567 |  | 4 | 506.63 |  |  |  | 506.63 | NY Metro | 567 | Program data |  | 1 | 4 | 506.63 | 494.1526 | contract price | 3.635 | 3.5455 | 0 | 494.1526 | 123.5382
568 | ConEd | Program data | 2014 | 4 | 568 |  | 4 | 506.63 |  |  |  | 506.63 | NY Metro | 568 | Program data |  | 1 | 4 | 506.63 | 494.1526 | contract price | 3.635 | 3.5455 | 0 | 494.1526 | 123.5382
569 | ConEd | Program data | 2014 | 4 | 569 |  | 4 | 506.63 |  |  |  | 506.63 | NY Metro | 569 | Program data |  | 1 | 4 | 506.63 | 494.1526 | contract price | 3.635 | 3.5455 | 0 | 494.1526 | 123.5382
570 | ConEd | Program data | 2014 | 4 | 570 |  | 4 | 506.64 |  |  |  | 506.64 | NY Metro | 570 | Program data |  | 1 | 4 | 506.64 | 494.1624 | contract price | 3.635 | 3.5455 | 0 | 494.1624 | 123.5406
571 | ConEd | Program data | 2014 | 4 | 571 |  | 4 | 506.64 |  |  |  | 506.64 | NY Metro | 571 | Program data |  | 1 | 4 | 506.64 | 494.1624 | contract price | 3.635 | 3.5455 | 0 | 494.1624 | 123.5406
572 | ConEd | Program data | 2014 | 4 | 572 |  | 4 | 506.64 |  |  |  | 506.64 | NY Metro | 572 | Program data |  | 1 | 4 | 506.64 | 494.1624 | contract price | 3.635 | 3.5455 | 0 | 494.1624 | 123.5406
573 | ConEd | Program data | 2014 | 4 | 573 |  | 4 | 506.64 |  |  |  | 506.64 | NY Metro | 573 | Program data |  | 1 | 4 | 506.64 | 494.1624 | contract price | 3.635 | 3.5455 | 0 | 494.1624 | 123.5406
574 | ConEd | Program data | 2014 | 4 | 574 |  | 4 | 506.63 |  |  |  | 506.63 | NY Metro | 574 | Program data |  | 1 | 4 | 506.63 | 494.1526 | contract price | 3.635 | 3.5455 | 0 | 494.1526 | 123.5382
575 | ConEd | Program data | 2014 | 4 | 575 |  | 4 | 506.63 |  |  |  | 506.63 | NY Metro | 575 | Program data |  | 1 | 4 | 506.63 | 494.1526 | contract price | 3.635 | 3.5455 | 0 | 494.1526 | 123.5382
576 | ConEd | Program data | 2014 | 4 | 576 |  | 4 | 506.63 |  |  |  | 506.63 | NY Metro | 576 | Program data |  | 1 | 4 | 506.63 | 494.1526 | contract price | 3.635 | 3.5455 | 0 | 494.1526 | 123.5382
577 | ConEd | Program data | 2014 | 4 | 577 |  | 4 | 506.63 |  |  |  | 506.63 | NY Metro | 577 | Program data |  | 1 | 4 | 506.63 | 494.1526 | contract price | 3.635 | 3.5455 | 0 | 494.1526 | 123.5382
578 | ConEd | Program data | 2014 | 4 | 578 |  | 4 | 506.63 |  |  |  | 506.63 | NY Metro | 578 | Program data |  | 1 | 4 | 506.63 | 494.1526 | contract price | 3.635 | 3.5455 | 0 | 494.1526 | 123.5382
579 | ConEd | Program data | 2014 | 4 | 579 |  | 4 | 506.63 |  |  |  | 506.63 | NY Metro | 579 | Program data |  | 1 | 4 | 506.63 | 494.1526 | contract price | 3.635 | 3.5455 | 0 | 494.1526 | 123.5382
580 | ConEd | Program data | 2014 | 4 | 580 |  | 4 | 506.63 |  |  |  | 506.63 | NY Metro | 580 | Program data |  | 1 | 4 | 506.63 | 494.1526 | contract price | 3.635 | 3.5455 | 0 | 494.1526 | 123.5382
581 | ConEd | Program data | 2014 | 4 | 581 |  | 4 | 506.63 |  |  |  | 506.63 | NY Metro | 581 | Program data |  | 1 | 4 | 506.63 | 494.1526 | contract price | 3.635 | 3.5455 | 0 | 494.1526 | 123.5382
582 | ConEd | Program data | 2014 | 4 | 582 |  | 4 | 506.63 |  |  |  | 506.63 | NY Metro | 582 | Program data |  | 1 | 4 | 506.63 | 494.1526 | contract price | 3.635 | 3.5455 | 0 | 494.1526 | 123.5382
583 | ConEd | Program data | 2014 | 4 | 583 |  | 4 | 506.63 |  |  |  | 506.63 | NY Metro | 583 | Program data |  | 1 | 4 | 506.63 | 494.1526 | contract price | 3.635 | 3.5455 | 0 | 494.1526 | 123.5382
584 | ConEd | Program data | 2014 | 4 | 584 |  | 4 | 506.63 |  |  |  | 506.63 | NY Metro | 584 | Program data |  | 1 | 4 | 506.63 | 494.1526 | contract price | 3.635 | 3.5455 | 0 | 494.1526 | 123.5382
585 | ConEd | Program data | 2014 | 4 | 585 |  | 4 | 506.63 |  |  |  | 506.63 | NY Metro | 585 | Program data |  | 1 | 4 | 506.63 | 494.1526 | contract price | 3.635 | 3.5455 | 0 | 494.1526 | 123.5382
586 | ConEd | Program data | 2014 | 4 | 586 |  | 4 | 506.63 |  |  |  | 506.63 | NY Metro | 586 | Program data |  | 1 | 4 | 506.63 | 494.1526 | contract price | 3.635 | 3.5455 | 0 | 494.1526 | 123.5382
587 | ConEd | Program data | 2014 | 4 | 587 |  | 4 | 506.64 |  |  |  | 506.64 | NY Metro | 587 | Program data |  | 1 | 4 | 506.64 | 494.1624 | contract price | 3.635 | 3.5455 | 0 | 494.1624 | 123.5406
588 | ConEd | Program data | 2014 | 4 | 588 |  | 4 | 506.64 |  |  |  | 506.64 | NY Metro | 588 | Program data |  | 1 | 4 | 506.64 | 494.1624 | contract price | 3.635 | 3.5455 | 0 | 494.1624 | 123.5406
589 | ConEd | Program data | 2014 | 4 | 589 |  | 4 | 506.63 |  |  |  | 506.63 | NY Metro | 589 | Program data |  | 1 | 4 | 506.63 | 494.1526 | contract price | 3.635 | 3.5455 | 0 | 494.1526 | 123.5382
590 | ConEd | Program data | 2014 | 4 | 590 |  | 4 | 506.63 |  |  |  | 506.63 | NY Metro | 590 | Program data |  | 1 | 4 | 506.63 | 494.1526 | contract price | 3.635 | 3.5455 | 0 | 494.1526 | 123.5382
591 | ConEd | Program data | 2014 | 4 | 591 |  | 4 | 506.63 |  |  |  | 506.63 | NY Metro | 591 | Program data |  | 1 | 4 | 506.63 | 494.1526 | contract price | 3.635 | 3.5455 | 0 | 494.1526 | 123.5382
592 | ConEd | Program data | 2014 | 4 | 592 |  | 4 | 506.63 |  |  |  | 506.63 | NY Metro | 592 | Program data |  | 1 | 4 | 506.63 | 494.1526 | contract price | 3.635 | 3.5455 | 0 | 494.1526 | 123.5382
593 | ConEd | Program data | 2014 | 4 | 593 |  | 4 | 506.63 |  |  |  | 506.63 | NY Metro | 593 | Program data |  | 1 | 4 | 506.63 | 494.1526 | contract price | 3.635 | 3.5455 | 0 | 494.1526 | 123.5382
594 | ConEd | Program data | 2014 | 4 | 594 |  | 4 | 506.63 |  |  |  | 506.63 | NY Metro | 594 | Program data |  | 1 | 4 | 506.63 | 494.1526 | contract price | 3.635 | 3.5455 | 0 | 494.1526 | 123.5382
595 | ConEd | Program data | 2014 | 4 | 595 |  | 4 | 506.63 |  |  |  | 506.63 | NY Metro | 595 | Program data |  | 1 | 4 | 506.63 | 494.1526 | contract price | 3.635 | 3.5455 | 0 | 494.1526 | 123.5382
596 | ConEd | Program data | 2014 | 4 | 596 |  | 4 | 506.64 |  |  |  | 506.64 | NY Metro | 596 | Program data |  | 1 | 4 | 506.64 | 494.1624 | contract price | 3.635 | 3.5455 | 0 | 494.1624 | 123.5406
597 | ConEd | Program data | 2014 | 4 | 597 |  | 4 | 506.64 |  |  |  | 506.64 | NY Metro | 597 | Program data |  | 1 | 4 | 506.64 | 494.1624 | contract price | 3.635 | 3.5455 | 0 | 494.1624 | 123.5406
598 | ConEd | Program data | 2014 | 4 | 598 |  | 4 | 506.64 |  |  |  | 506.64 | NY Metro | 598 | Program data |  | 1 | 4 | 506.64 | 494.1624 | contract price | 3.635 | 3.5455 | 0 | 494.1624 | 123.5406
599 | ConEd | Program data | 2014 | 4 | 599 |  | 4 | 506.64 |  |  |  | 506.64 | NY Metro | 599 | Program data |  | 1 | 4 | 506.64 | 494.1624 | contract price | 3.635 | 3.5455 | 0 | 494.1624 | 123.5406
600 | ConEd | Program data | 2014 | 4 | 600 |  | 4 | 506.64 |  |  |  | 506.64 | NY Metro | 600 | Program data |  | 1 | 4 | 506.64 | 494.1624 | contract price | 3.635 | 3.5455 | 0 | 494.1624 | 123.5406
601 | ConEd | Program data | 2014 | 4 | 601 |  | 4 | 506.64 |  |  |  | 506.64 | NY Metro | 601 | Program data |  | 1 | 4 | 506.64 | 494.1624 | contract price | 3.635 | 3.5455 | 0 | 494.1624 | 123.5406
602 | ConEd | Program data | 2014 | 4 | 602 |  | 4 | 506.64 |  |  |  | 506.64 | NY Metro | 602 | Program data |  | 1 | 4 | 506.64 | 494.1624 | contract price | 3.635 | 3.5455 | 0 | 494.1624 | 123.5406
603 | ConEd | Program data | 2014 | 4 | 603 |  | 4 | 506.64 |  |  |  | 506.64 | NY Metro | 603 | Program data |  | 1 | 4 | 506.64 | 494.1624 | contract price | 3.635 | 3.5455 | 0 | 494.1624 | 123.5406
604 | ConEd | Program data | 2014 | 4 | 604 |  | 4 | 506.63 |  |  |  | 506.63 | NY Metro | 604 | Program data |  | 1 | 4 | 506.63 | 494.1526 | contract price | 3.635 | 3.5455 | 0 | 494.1526 | 123.5382
605 | ConEd | Program data | 2014 | 4 | 605 |  | 4 | 506.63 |  |  |  | 506.63 | NY Metro | 605 | Program data |  | 1 | 4 | 506.63 | 494.1526 | contract price | 3.635 | 3.5455 | 0 | 494.1526 | 123.5382
606 | ConEd | Program data | 2014 | 4 | 606 |  | 4 | 506.63 |  |  |  | 506.63 | NY Metro | 606 | Program data |  | 1 | 4 | 506.63 | 494.1526 | contract price | 3.635 | 3.5455 | 0 | 494.1526 | 123.5382
607 | ConEd | Program data | 2014 | 4 | 607 |  | 4 | 506.63 |  |  |  | 506.63 | NY Metro | 607 | Program data |  | 1 | 4 | 506.63 | 494.1526 | contract price | 3.635 | 3.5455 | 0 | 494.1526 | 123.5382
608 | ConEd | Program data | 2014 | 4 | 608 |  | 4 | 506.63 |  |  |  | 506.63 | NY Metro | 608 | Program data |  | 1 | 4 | 506.63 | 494.1526 | contract price | 3.635 | 3.5455 | 0 | 494.1526 | 123.5382
609 | ConEd | Program data | 2014 | 4 | 609 |  | 4 | 506.63 |  |  |  | 506.63 | NY Metro | 609 | Program data |  | 1 | 4 | 506.63 | 494.1526 | contract price | 3.635 | 3.5455 | 0 | 494.1526 | 123.5382
610 | ConEd | Program data | 2014 | 4 | 610 |  | 4 | 506.63 |  |  |  | 506.63 | NY Metro | 610 | Program data |  | 1 | 4 | 506.63 | 494.1526 | contract price | 3.635 | 3.5455 | 0 | 494.1526 | 123.5382
611 | ConEd | Program data | 2014 | 4 | 611 |  | 4 | 506.63 |  |  |  | 506.63 | NY Metro | 611 | Program data |  | 1 | 4 | 506.63 | 494.1526 | contract price | 3.635 | 3.5455 | 0 | 494.1526 | 123.5382
612 | ConEd | Program data | 2014 | 4 | 612 |  | 4 | 506.63 |  |  |  | 506.63 | NY Metro | 612 | Program data |  | 1 | 4 | 506.63 | 494.1526 | contract price | 3.635 | 3.5455 | 0 | 494.1526 | 123.5382
613 | ConEd | Program data | 2014 | 4 | 613 |  | 4 | 506.63 |  |  |  | 506.63 | NY Metro | 613 | Program data |  | 1 | 4 | 506.63 | 494.1526 | contract price | 3.635 | 3.5455 | 0 | 494.1526 | 123.5382
614 | ConEd | Program data | 2014 | 4 | 614 |  | 4 | 506.63 |  |  |  | 506.63 | NY Metro | 614 | Program data |  | 1 | 4 | 506.63 | 494.1526 | contract price | 3.635 | 3.5455 | 0 | 494.1526 | 123.5382
615 | ConEd | Program data | 2014 | 4 | 615 |  | 4 | 506.63 |  |  |  | 506.63 | NY Metro | 615 | Program data |  | 1 | 4 | 506.63 | 494.1526 | contract price | 3.635 | 3.5455 | 0 | 494.1526 | 123.5382
616 | ConEd | Program data | 2014 | 4 | 616 |  | 4 | 506.63 |  |  |  | 506.63 | NY Metro | 616 | Program data |  | 1 | 4 | 506.63 | 494.1526 | contract price | 3.635 | 3.5455 | 0 | 494.1526 | 123.5382
617 | ConEd | Program data | 2014 | 4 | 617 |  | 4 | 506.64 |  |  |  | 506.64 | NY Metro | 617 | Program data |  | 1 | 4 | 506.64 | 494.1624 | contract price | 3.635 | 3.5455 | 0 | 494.1624 | 123.5406
618 | ConEd | Program data | 2014 | 4 | 618 |  | 4 | 506.63 |  |  |  | 506.63 | NY Metro | 618 | Program data |  | 1 | 4 | 506.63 | 494.1526 | contract price | 3.635 | 3.5455 | 0 | 494.1526 | 123.5382
619 | ConEd | Program data | 2014 | 4 | 619 |  | 4 | 506.63 |  |  |  | 506.63 | NY Metro | 619 | Program data |  | 1 | 4 | 506.63 | 494.1526 | contract price | 3.635 | 3.5455 | 0 | 494.1526 | 123.5382
620 | ConEd | Program data | 2014 | 4 | 620 |  | 4 | 506.63 |  |  |  | 506.63 | NY Metro | 620 | Program data |  | 1 | 4 | 506.63 | 494.1526 | contract price | 3.635 | 3.5455 | 0 | 494.1526 | 123.5382
621 | ConEd | Program data | 2014 | 4 | 621 |  | 4 | 506.63 |  |  |  | 506.63 | NY Metro | 621 | Program data |  | 1 | 4 | 506.63 | 494.1526 | contract price | 3.635 | 3.5455 | 0 | 494.1526 | 123.5382
622 | ConEd | Program data | 2014 | 4 | 622 |  | 4 | 506.63 |  |  |  | 506.63 | NY Metro | 622 | Program data |  | 1 | 4 | 506.63 | 494.1526 | contract price | 3.635 | 3.5455 | 0 | 494.1526 | 123.5382
623 | ConEd | Program data | 2014 | 4 | 623 |  | 4 | 506.63 |  |  |  | 506.63 | NY Metro | 623 | Program data |  | 1 | 4 | 506.63 | 494.1526 | contract price | 3.635 | 3.5455 | 0 | 494.1526 | 123.5382
624 | ConEd | Program data | 2014 | 4 | 624 |  | 4 | 506.63 |  |  |  | 506.63 | NY Metro | 624 | Program data |  | 1 | 4 | 506.63 | 494.1526 | contract price | 3.635 | 3.5455 | 0 | 494.1526 | 123.5382
625 | ConEd | Program data | 2014 | 4 | 625 |  | 4 | 506.63 |  |  |  | 506.63 | NY Metro | 625 | Program data |  | 1 | 4 | 506.63 | 494.1526 | contract price | 3.635 | 3.5455 | 0 | 494.1526 | 123.5382
626 | ConEd | Program data | 2014 | 4 | 626 |  | 4 | 506.63 |  |  |  | 506.63 | NY Metro | 626 | Program data |  | 1 | 4 | 506.63 | 494.1526 | contract price | 3.635 | 3.5455 | 0 | 494.1526 | 123.5382
627 | ConEd | Program data | 2014 | 4 | 627 |  | 4 | 506.63 |  |  |  | 506.63 | NY Metro | 627 | Program data |  | 1 | 4 | 506.63 | 494.1526 | contract price | 3.635 | 3.5455 | 0 | 494.1526 | 123.5382
628 | ConEd | Program data | 2014 | 4 | 628 |  | 4 | 506.64 |  |  |  | 506.64 | NY Metro | 628 | Program data |  | 1 | 4 | 506.64 | 494.1624 | contract price | 3.635 | 3.5455 | 0 | 494.1624 | 123.5406
629 | ConEd | Program data | 2014 | 4 | 629 |  | 4 | 506.63 |  |  |  | 506.63 | NY Metro | 629 | Program data |  | 1 | 4 | 506.63 | 494.1526 | contract price | 3.635 | 3.5455 | 0 | 494.1526 | 123.5382
630 | ConEd | Program data | 2014 | 4 | 630 |  | 4 | 506.63 |  |  |  | 506.63 | NY Metro | 630 | Program data |  | 1 | 4 | 506.63 | 494.1526 | contract price | 3.635 | 3.5455 | 0 | 494.1526 | 123.5382
631 | ConEd | Program data | 2014 | 4 | 631 |  | 4 | 506.63 |  |  |  | 506.63 | NY Metro | 631 | Program data |  | 1 | 4 | 506.63 | 494.1526 | contract price | 3.635 | 3.5455 | 0 | 494.1526 | 123.5382
632 | ConEd | Program data | 2014 | 4 | 632 |  | 4 | 506.63 |  |  |  | 506.63 | NY Metro | 632 | Program data |  | 1 | 4 | 506.63 | 494.1526 | contract price | 3.635 | 3.5455 | 0 | 494.1526 | 123.5382
633 | ConEd | Program data | 2014 | 4 | 633 |  | 4 | 506.63 |  |  |  | 506.63 | NY Metro | 633 | Program data |  | 1 | 4 | 506.63 | 494.1526 | contract price | 3.635 | 3.5455 | 0 | 494.1526 | 123.5382
634 | ConEd | Program data | 2014 | 4 | 634 |  | 4 | 506.63 |  |  |  | 506.63 | NY Metro | 634 | Program data |  | 1 | 4 | 506.63 | 494.1526 | contract price | 3.635 | 3.5455 | 0 | 494.1526 | 123.5382
635 | ConEd | Program data | 2014 | 4 | 635 |  | 4 | 506.63 |  |  |  | 506.63 | NY Metro | 635 | Program data |  | 1 | 4 | 506.63 | 494.1526 | contract price | 3.635 | 3.5455 | 0 | 494.1526 | 123.5382
636 | ConEd | Program data | 2014 | 4 | 636 |  | 4 | 506.63 |  |  |  | 506.63 | NY Metro | 636 | Program data |  | 1 | 4 | 506.63 | 494.1526 | contract price | 3.635 | 3.5455 | 0 | 494.1526 | 123.5382
637 | ConEd | Program data | 2014 | 4 | 637 |  | 4 | 506.63 |  |  |  | 506.63 | NY Metro | 637 | Program data |  | 1 | 4 | 506.63 | 494.1526 | contract price | 3.635 | 3.5455 | 0 | 494.1526 | 123.5382
638 | ConEd | Program data | 2014 | 4 | 638 |  | 4 | 506.63 |  |  |  | 506.63 | NY Metro | 638 | Program data |  | 1 | 4 | 506.63 | 494.1526 | contract price | 3.635 | 3.5455 | 0 | 494.1526 | 123.5382
639 | ConEd | Program data | 2014 | 4 | 639 |  | 4 | 506.63 |  |  |  | 506.63 | NY Metro | 639 | Program data |  | 1 | 4 | 506.63 | 494.1526 | contract price | 3.635 | 3.5455 | 0 | 494.1526 | 123.5382
640 | ConEd | Program data | 2014 | 4 | 640 |  | 4 | 506.63 |  |  |  | 506.63 | NY Metro | 640 | Program data |  | 1 | 4 | 506.63 | 494.1526 | contract price | 3.635 | 3.5455 | 0 | 494.1526 | 123.5382
641 | ConEd | Program data | 2014 | 4 | 641 |  | 4 | 506.63 |  |  |  | 506.63 | NY Metro | 641 | Program data |  | 1 | 4 | 506.63 | 494.1526 | contract price | 3.635 | 3.5455 | 0 | 494.1526 | 123.5382
642 | ConEd | Program data | 2014 | 4 | 642 |  | 4 | 506.63 |  |  |  | 506.63 | NY Metro | 642 | Program data |  | 1 | 4 | 506.63 | 494.1526 | contract price | 3.635 | 3.5455 | 0 | 494.1526 | 123.5382
643 | ConEd | Program data | 2014 | 4 | 643 |  | 4 | 506.63 |  |  |  | 506.63 | NY Metro | 643 | Program data |  | 1 | 4 | 506.63 | 494.1526 | contract price | 3.635 | 3.5455 | 0 | 494.1526 | 123.5382
644 | ConEd | Program data | 2014 | 4 | 644 |  | 4 | 506.63 |  |  |  | 506.63 | NY Metro | 644 | Program data |  | 1 | 4 | 506.63 | 494.1526 | contract price | 3.635 | 3.5455 | 0 | 494.1526 | 123.5382
645 | ConEd | Program data | 2014 | 4 | 645 |  | 4 | 506.64 |  |  |  | 506.64 | NY Metro | 645 | Program data |  | 1 | 4 | 506.64 | 494.1624 | contract price | 3.635 | 3.5455 | 0 | 494.1624 | 123.5406
646 | ConEd | Program data | 2014 | 4 | 646 |  | 4 | 506.64 |  |  |  | 506.64 | NY Metro | 646 | Program data |  | 1 | 4 | 506.64 | 494.1624 | contract price | 3.635 | 3.5455 | 0 | 494.1624 | 123.5406
647 | ConEd | Program data | 2014 | 4 | 647 |  | 4 | 506.63 |  |  |  | 506.63 | NY Metro | 647 | Program data |  | 1 | 4 | 506.63 | 494.1526 | contract price | 3.635 | 3.5455 | 0 | 494.1526 | 123.5382
648 | ConEd | Program data | 2014 | 4 | 648 |  | 4 | 506.63 |  |  |  | 506.63 | NY Metro | 648 | Program data |  | 1 | 4 | 506.63 | 494.1526 | contract price | 3.635 | 3.5455 | 0 | 494.1526 | 123.5382
649 | ConEd | Program data | 2014 | 4 | 649 |  | 4 | 506.63 |  |  |  | 506.63 | NY Metro | 649 | Program data |  | 1 | 4 | 506.63 | 494.1526 | contract price | 3.635 | 3.5455 | 0 | 494.1526 | 123.5382
650 | ConEd | Program data | 2014 | 4 | 650 |  | 4 | 506.64 |  |  |  | 506.64 | NY Metro | 650 | Program data |  | 1 | 4 | 506.64 | 494.1624 | contract price | 3.635 | 3.5455 | 0 | 494.1624 | 123.5406
651 | ConEd | Program data | 2014 | 4 | 651 |  | 4 | 506.64 |  |  |  | 506.64 | NY Metro | 651 | Program data |  | 1 | 4 | 506.64 | 494.1624 | contract price | 3.635 | 3.5455 | 0 | 494.1624 | 123.5406
652 | ConEd | Program data | 2014 | 4 | 652 |  | 4 | 506.63 |  |  |  | 506.63 | NY Metro | 652 | Program data |  | 1 | 4 | 506.63 | 494.1526 | contract price | 3.635 | 3.5455 | 0 | 494.1526 | 123.5382
653 | ConEd | Program data | 2014 | 4 | 653 |  | 4 | 506.63 |  |  |  | 506.63 | NY Metro | 653 | Program data |  | 1 | 4 | 506.63 | 494.1526 | contract price | 3.635 | 3.5455 | 0 | 494.1526 | 123.5382
654 | ConEd | Program data | 2014 | 4 | 654 |  | 4 | 506.63 |  |  |  | 506.63 | NY Metro | 654 | Program data |  | 1 | 4 | 506.63 | 494.1526 | contract price | 3.635 | 3.5455 | 0 | 494.1526 | 123.5382
655 | ConEd | Program data | 2014 | 4 | 655 |  | 4 | 506.63 |  |  |  | 506.63 | NY Metro | 655 | Program data |  | 1 | 4 | 506.63 | 494.1526 | contract price | 3.635 | 3.5455 | 0 | 494.1526 | 123.5382
656 | ConEd | Program data | 2014 | 4 | 656 |  | 4 | 506.64 |  |  |  | 506.64 | NY Metro | 656 | Program data |  | 1 | 4 | 506.64 | 494.1624 | contract price | 3.635 | 3.5455 | 0 | 494.1624 | 123.5406
657 | ConEd | Program data | 2014 | 4 | 657 |  | 4 | 506.64 |  |  |  | 506.64 | NY Metro | 657 | Program data |  | 1 | 4 | 506.64 | 494.1624 | contract price | 3.635 | 3.5455 | 0 | 494.1624 | 123.5406
658 | ConEd | Program data | 2014 | 4 | 658 |  | 4 | 506.64 |  |  |  | 506.64 | NY Metro | 658 | Program data |  | 1 | 4 | 506.64 | 494.1624 | contract price | 3.635 | 3.5455 | 0 | 494.1624 | 123.5406
659 | ConEd | Program data | 2014 | 4 | 659 |  | 4 | 506.64 |  |  |  | 506.64 | NY Metro | 659 | Program data |  | 1 | 4 | 506.64 | 494.1624 | contract price | 3.635 | 3.5455 | 0 | 494.1624 | 123.5406
660 | ConEd | Program data | 2014 | 4 | 660 |  | 4 | 506.64 |  |  |  | 506.64 | NY Metro | 660 | Program data |  | 1 | 4 | 506.64 | 494.1624 | contract price | 3.635 | 3.5455 | 0 | 494.1624 | 123.5406
661 | ConEd | Program data | 2014 | 4 | 661 |  | 4 | 506.64 |  |  |  | 506.64 | NY Metro | 661 | Program data |  | 1 | 4 | 506.64 | 494.1624 | contract price | 3.635 | 3.5455 | 0 | 494.1624 | 123.5406
662 | ConEd | Program data | 2014 | 4 | 662 |  | 4 | 506.64 |  |  |  | 506.64 | NY Metro | 662 | Program data |  | 1 | 4 | 506.64 | 494.1624 | contract price | 3.635 | 3.5455 | 0 | 494.1624 | 123.5406
663 | ConEd | Program data | 2014 | 4 | 663 |  | 4 | 506.64 |  |  |  | 506.64 | NY Metro | 663 | Program data |  | 1 | 4 | 506.64 | 494.1624 | contract price | 3.635 | 3.5455 | 0 | 494.1624 | 123.5406
664 | ConEd | Program data | 2014 | 4 | 664 |  | 4 | 506.64 |  |  |  | 506.64 | NY Metro | 664 | Program data |  | 1 | 4 | 506.64 | 494.1624 | contract price | 3.635 | 3.5455 | 0 | 494.1624 | 123.5406
665 | ConEd | Program data | 2014 | 4 | 665 |  | 4 | 506.64 |  |  |  | 506.64 | NY Metro | 665 | Program data |  | 1 | 4 | 506.64 | 494.1624 | contract price | 3.635 | 3.5455 | 0 | 494.1624 | 123.5406
666 | ConEd | Program data | 2014 | 4 | 666 |  | 4 | 506.64 |  |  |  | 506.64 | NY Metro | 666 | Program data |  | 1 | 4 | 506.64 | 494.1624 | contract price | 3.635 | 3.5455 | 0 | 494.1624 | 123.5406
667 | ConEd | Program data | 2014 | 4 | 667 |  | 4 | 506.64 |  |  |  | 506.64 | NY Metro | 667 | Program data |  | 1 | 4 | 506.64 | 494.1624 | contract price | 3.635 | 3.5455 | 0 | 494.1624 | 123.5406
668 | ConEd | Program data | 2014 | 4 | 668 |  | 4 | 506.63 |  |  |  | 506.63 | NY Metro | 668 | Program data |  | 1 | 4 | 506.63 | 494.1526 | contract price | 3.635 | 3.5455 | 0 | 494.1526 | 123.5382
669 | ConEd | Program data | 2014 | 4 | 669 |  | 4 | 506.64 |  |  |  | 506.64 | NY Metro | 669 | Program data |  | 1 | 4 | 506.64 | 494.1624 | contract price | 3.635 | 3.5455 | 0 | 494.1624 | 123.5406
670 | ConEd | Program data | 2014 | 4 | 670 |  | 4 | 506.64 |  |  |  | 506.64 | NY Metro | 670 | Program data |  | 1 | 4 | 506.64 | 494.1624 | contract price | 3.635 | 3.5455 | 0 | 494.1624 | 123.5406
671 | ConEd | Program data | 2014 | 4 | 671 |  | 4 | 506.64 |  |  |  | 506.64 | NY Metro | 671 | Program data |  | 1 | 4 | 506.64 | 494.1624 | contract price | 3.635 | 3.5455 | 0 | 494.1624 | 123.5406
672 | ConEd | Program data | 2014 | 4 | 672 |  | 4 | 506.64 |  |  |  | 506.64 | NY Metro | 672 | Program data |  | 1 | 4 | 506.64 | 494.1624 | contract price | 3.635 | 3.5455 | 0 | 494.1624 | 123.5406
673 | ConEd | Program data | 2014 | 4 | 673 |  | 4 | 506.63 |  |  |  | 506.63 | NY Metro | 673 | Program data |  | 1 | 4 | 506.63 | 494.1526 | contract price | 3.635 | 3.5455 | 0 | 494.1526 | 123.5382
674 | ConEd | Program data | 2014 | 4 | 674 |  | 4 | 506.63 |  |  |  | 506.63 | NY Metro | 674 | Program data |  | 1 | 4 | 506.63 | 494.1526 | contract price | 3.635 | 3.5455 | 0 | 494.1526 | 123.5382
675 | ConEd | Program data | 2014 | 4 | 675 |  | 4 | 506.64 |  |  |  | 506.64 | NY Metro | 675 | Program data |  | 1 | 4 | 506.64 | 494.1624 | contract price | 3.635 | 3.5455 | 0 | 494.1624 | 123.5406
676 | ConEd | Program data | 2014 | 4 | 676 |  | 4 | 506.64 |  |  |  | 506.64 | NY Metro | 676 | Program data |  | 1 | 4 | 506.64 | 494.1624 | contract price | 3.635 | 3.5455 | 0 | 494.1624 | 123.5406
677 | ConEd | Program data | 2014 | 4 | 677 |  | 4 | 506.64 |  |  |  | 506.64 | NY Metro | 677 | Program data |  | 1 | 4 | 506.64 | 494.1624 | contract price | 3.635 | 3.5455 | 0 | 494.1624 | 123.5406
678 | ConEd | Program data | 2014 | 4 | 678 |  | 4 | 506.63 |  |  |  | 506.63 | NY Metro | 678 | Program data |  | 1 | 4 | 506.63 | 494.1526 | contract price | 3.635 | 3.5455 | 0 | 494.1526 | 123.5382
679 | ConEd | Program data | 2014 | 4 | 679 |  | 4 | 506.63 |  |  |  | 506.63 | NY Metro | 679 | Program data |  | 1 | 4 | 506.63 | 494.1526 | contract price | 3.635 | 3.5455 | 0 | 494.1526 | 123.5382
680 | ConEd | Program data | 2014 | 4 | 680 |  | 4 | 506.63 |  |  |  | 506.63 | NY Metro | 680 | Program data |  | 1 | 4 | 506.63 | 494.1526 | contract price | 3.635 | 3.5455 | 0 | 494.1526 | 123.5382
681 | ConEd | Program data | 2014 | 4 | 681 |  | 4 | 506.63 |  |  |  | 506.63 | NY Metro | 681 | Program data |  | 1 | 4 | 506.63 | 494.1526 | contract price | 3.635 | 3.5455 | 0 | 494.1526 | 123.5382
682 | ConEd | Program data | 2014 | 4 | 682 |  | 4 | 506.63 |  |  |  | 506.63 | NY Metro | 682 | Program data |  | 1 | 4 | 506.63 | 494.1526 | contract price | 3.635 | 3.5455 | 0 | 494.1526 | 123.5382
683 | ConEd | Program data | 2014 | 4 | 683 |  | 4 | 506.63 |  |  |  | 506.63 | NY Metro | 683 | Program data |  | 1 | 4 | 506.63 | 494.1526 | contract price | 3.635 | 3.5455 | 0 | 494.1526 | 123.5382
684 | ConEd | Program data | 2014 | 4 | 684 |  | 4 | 506.63 |  |  |  | 506.63 | NY Metro | 684 | Program data |  | 1 | 4 | 506.63 | 494.1526 | contract price | 3.635 | 3.5455 | 0 | 494.1526 | 123.5382
685 | ConEd | Program data | 2014 | 4 | 685 |  | 4 | 506.63 |  |  |  | 506.63 | NY Metro | 685 | Program data |  | 1 | 4 | 506.63 | 494.1526 | contract price | 3.635 | 3.5455 | 0 | 494.1526 | 123.5382
686 | ConEd | Program data | 2014 | 4 | 686 |  | 4 | 506.64 |  |  |  | 506.64 | NY Metro | 686 | Program data |  | 1 | 4 | 506.64 | 494.1624 | contract price | 3.635 | 3.5455 | 0 | 494.1624 | 123.5406
687 | ConEd | Program data | 2014 | 4 | 687 |  | 4 | 506.64 |  |  |  | 506.64 | NY Metro | 687 | Program data |  | 1 | 4 | 506.64 | 494.1624 | contract price | 3.635 | 3.5455 | 0 | 494.1624 | 123.5406
688 | ConEd | Program data | 2014 | 4 | 688 |  | 4 | 506.63 |  |  |  | 506.63 | NY Metro | 688 | Program data |  | 1 | 4 | 506.63 | 494.1526 | contract price | 3.635 | 3.5455 | 0 | 494.1526 | 123.5382
689 | ConEd | Program data | 2014 | 4 | 689 |  | 4 | 506.63 |  |  |  | 506.63 | NY Metro | 689 | Program data |  | 1 | 4 | 506.63 | 494.1526 | contract price | 3.635 | 3.5455 | 0 | 494.1526 | 123.5382
690 | ConEd | Program data | 2014 | 4 | 690 |  | 4 | 506.63 |  |  |  | 506.63 | NY Metro | 690 | Program data |  | 1 | 4 | 506.63 | 494.1526 | contract price | 3.635 | 3.5455 | 0 | 494.1526 | 123.5382
691 | ConEd | Program data | 2014 | 4 | 691 |  | 4 | 506.63 |  |  |  | 506.63 | NY Metro | 691 | Program data |  | 1 | 4 | 506.63 | 494.1526 | contract price | 3.635 | 3.5455 | 0 | 494.1526 | 123.5382
692 | ConEd | Program data | 2014 | 4 | 692 |  | 4 | 506.63 |  |  |  | 506.63 | NY Metro | 692 | Program data |  | 1 | 4 | 506.63 | 494.1526 | contract price | 3.635 | 3.5455 | 0 | 494.1526 | 123.5382
693 | ConEd | Program data | 2014 | 4 | 693 |  | 4 | 506.63 |  |  |  | 506.63 | NY Metro | 693 | Program data |  | 1 | 4 | 506.63 | 494.1526 | contract price | 3.635 | 3.5455 | 0 | 494.1526 | 123.5382
694 | ConEd | Program data | 2014 | 4 | 694 |  | 4 | 506.64 |  |  |  | 506.64 | NY Metro | 694 | Program data |  | 1 | 4 | 506.64 | 494.1624 | contract price | 3.635 | 3.5455 | 0 | 494.1624 | 123.5406
695 | ConEd | Program data | 2014 | 4 | 695 |  | 4 | 506.64 |  |  |  | 506.64 | NY Metro | 695 | Program data |  | 1 | 4 | 506.64 | 494.1624 | contract price | 3.635 | 3.5455 | 0 | 494.1624 | 123.5406
696 | ConEd | Program data | 2014 | 4 | 696 |  | 4 | 506.64 |  |  |  | 506.64 | NY Metro | 696 | Program data |  | 1 | 4 | 506.64 | 494.1624 | contract price | 3.635 | 3.5455 | 0 | 494.1624 | 123.5406
697 | ConEd | Program data | 2014 | 4 | 697 |  | 4 | 506.64 |  |  |  | 506.64 | NY Metro | 697 | Program data |  | 1 | 4 | 506.64 | 494.1624 | contract price | 3.635 | 3.5455 | 0 | 494.1624 | 123.5406
698 | ConEd | Program data | 2014 | 4 | 698 |  | 4 | 506.64 |  |  |  | 506.64 | NY Metro | 698 | Program data |  | 1 | 4 | 506.64 | 494.1624 | contract price | 3.635 | 3.5455 | 0 | 494.1624 | 123.5406
699 | ConEd | Program data | 2014 | 4 | 699 |  | 4 | 506.64 |  |  |  | 506.64 | NY Metro | 699 | Program data |  | 1 | 4 | 506.64 | 494.1624 | contract price | 3.635 | 3.5455 | 0 | 494.1624 | 123.5406
700 | ConEd | Program data | 2014 | 4 | 700 |  | 4 | 506.63 |  |  |  | 506.63 | NY Metro | 700 | Program data |  | 1 | 4 | 506.63 | 494.1526 | contract price | 3.635 | 3.5455 | 0 | 494.1526 | 123.5382
701 | ConEd | Program data | 2014 | 4 | 701 |  | 4 | 506.63 |  |  |  | 506.63 | NY Metro | 701 | Program data |  | 1 | 4 | 506.63 | 494.1526 | contract price | 3.635 | 3.5455 | 0 | 494.1526 | 123.5382
702 | ConEd | Program data | 2014 | 4 | 702 |  | 4 | 506.64 |  |  |  | 506.64 | NY Metro | 702 | Program data |  | 1 | 4 | 506.64 | 494.1624 | contract price | 3.635 | 3.5455 | 0 | 494.1624 | 123.5406
703 | ConEd | Program data | 2014 | 4 | 703 |  | 4 | 506.64 |  |  |  | 506.64 | NY Metro | 703 | Program data |  | 1 | 4 | 506.64 | 494.1624 | contract price | 3.635 | 3.5455 | 0 | 494.1624 | 123.5406
704 | ConEd | Program data | 2014 | 4 | 704 |  | 4 | 506.64 |  |  |  | 506.64 | NY Metro | 704 | Program data |  | 1 | 4 | 506.64 | 494.1624 | contract price | 3.635 | 3.5455 | 0 | 494.1624 | 123.5406
705 | ConEd | Program data | 2014 | 4 | 705 |  | 4 | 506.64 |  |  |  | 506.64 | NY Metro | 705 | Program data |  | 1 | 4 | 506.64 | 494.1624 | contract price | 3.635 | 3.5455 | 0 | 494.1624 | 123.5406
706 | ConEd | Program data | 2014 | 4 | 706 |  | 4 | 506.64 |  |  |  | 506.64 | NY Metro | 706 | Program data |  | 1 | 4 | 506.64 | 494.1624 | contract price | 3.635 | 3.5455 | 0 | 494.1624 | 123.5406
707 | ConEd | Program data | 2014 | 4 | 707 |  | 4 | 506.64 |  |  |  | 506.64 | NY Metro | 707 | Program data |  | 1 | 4 | 506.64 | 494.1624 | contract price | 3.635 | 3.5455 | 0 | 494.1624 | 123.5406
708 | ConEd | Program data | 2014 | 4 | 708 |  | 4 | 506.63 |  |  |  | 506.63 | NY Metro | 708 | Program data |  | 1 | 4 | 506.63 | 494.1526 | contract price | 3.635 | 3.5455 | 0 | 494.1526 | 123.5382
709 | ConEd | Program data | 2014 | 4 | 709 |  | 4 | 506.64 |  |  |  | 506.64 | NY Metro | 709 | Program data |  | 1 | 4 | 506.64 | 494.1624 | contract price | 3.635 | 3.5455 | 0 | 494.1624 | 123.5406
710 | ConEd | Program data | 2014 | 4 | 710 |  | 4 | 506.64 |  |  |  | 506.64 | NY Metro | 710 | Program data |  | 1 | 4 | 506.64 | 494.1624 | contract price | 3.635 | 3.5455 | 0 | 494.1624 | 123.5406
711 | ConEd | Program data | 2014 | 4 | 711 |  | 4 | 506.64 |  |  |  | 506.64 | NY Metro | 711 | Program data |  | 1 | 4 | 506.64 | 494.1624 | contract price | 3.635 | 3.5455 | 0 | 494.1624 | 123.5406
712 | ConEd | Program data | 2014 | 4 | 712 |  | 4 | 506.64 |  |  |  | 506.64 | NY Metro | 712 | Program data |  | 1 | 4 | 506.64 | 494.1624 | contract price | 3.635 | 3.5455 | 0 | 494.1624 | 123.5406
713 | ConEd | Program data | 2014 | 4 | 713 |  | 4 | 506.64 |  |  |  | 506.64 | NY Metro | 713 | Program data |  | 1 | 4 | 506.64 | 494.1624 | contract price | 3.635 | 3.5455 | 0 | 494.1624 | 123.5406
714 | ConEd | Program data | 2014 | 4 | 714 |  | 4 | 506.64 |  |  |  | 506.64 | NY Metro | 714 | Program data |  | 1 | 4 | 506.64 | 494.1624 | contract price | 3.635 | 3.5455 | 0 | 494.1624 | 123.5406
715 | ConEd | Program data | 2014 | 4 | 715 |  | 4 | 506.64 |  |  |  | 506.64 | NY Metro | 715 | Program data |  | 1 | 4 | 506.64 | 494.1624 | contract price | 3.635 | 3.5455 | 0 | 494.1624 | 123.5406
716 | ConEd | Program data | 2014 | 4 | 716 |  | 4 | 506.64 |  |  |  | 506.64 | NY Metro | 716 | Program data |  | 1 | 4 | 506.64 | 494.1624 | contract price | 3.635 | 3.5455 | 0 | 494.1624 | 123.5406
717 | ConEd | Program data | 2014 | 4 | 717 |  | 4 | 506.64 |  |  |  | 506.64 | NY Metro | 717 | Program data |  | 1 | 4 | 506.64 | 494.1624 | contract price | 3.635 | 3.5455 | 0 | 494.1624 | 123.5406
718 | ConEd | Program data | 2014 | 4 | 718 |  | 4 | 506.64 |  |  |  | 506.64 | NY Metro | 718 | Program data |  | 1 | 4 | 506.64 | 494.1624 | contract price | 3.635 | 3.5455 | 0 | 494.1624 | 123.5406
719 | ConEd | Program data | 2014 | 4 | 719 |  | 4 | 506.64 |  |  |  | 506.64 | NY Metro | 719 | Program data |  | 1 | 4 | 506.64 | 494.1624 | contract price | 3.635 | 3.5455 | 0 | 494.1624 | 123.5406
720 | ConEd | Program data | 2014 | 4 | 720 |  | 4 | 506.63 |  |  |  | 506.63 | NY Metro | 720 | Program data |  | 1 | 4 | 506.63 | 494.1526 | contract price | 3.635 | 3.5455 | 0 | 494.1526 | 123.5382
721 | ConEd | Program data | 2014 | 4 | 721 |  | 4 | 506.64 |  |  |  | 506.64 | NY Metro | 721 | Program data |  | 1 | 4 | 506.64 | 494.1624 | contract price | 3.635 | 3.5455 | 0 | 494.1624 | 123.5406
722 | ConEd | Program data | 2014 | 4 | 722 |  | 4 | 506.64 |  |  |  | 506.64 | NY Metro | 722 | Program data |  | 1 | 4 | 506.64 | 494.1624 | contract price | 3.635 | 3.5455 | 0 | 494.1624 | 123.5406
723 | ConEd | Program data | 2014 | 4 | 723 |  | 4 | 506.63 |  |  |  | 506.63 | NY Metro | 723 | Program data |  | 1 | 4 | 506.63 | 494.1526 | contract price | 3.635 | 3.5455 | 0 | 494.1526 | 123.5382
724 | ConEd | Program data | 2014 | 4 | 724 |  | 4 | 506.63 |  |  |  | 506.63 | NY Metro | 724 | Program data |  | 1 | 4 | 506.63 | 494.1526 | contract price | 3.635 | 3.5455 | 0 | 494.1526 | 123.5382
725 | ConEd | Program data | 2014 | 4 | 725 |  | 4 | 506.63 |  |  |  | 506.63 | NY Metro | 725 | Program data |  | 1 | 4 | 506.63 | 494.1526 | contract price | 3.635 | 3.5455 | 0 | 494.1526 | 123.5382
726 | ConEd | Program data | 2014 | 4 | 726 |  | 4 | 506.63 |  |  |  | 506.63 | NY Metro | 726 | Program data |  | 1 | 4 | 506.63 | 494.1526 | contract price | 3.635 | 3.5455 | 0 | 494.1526 | 123.5382
727 | ConEd | Program data | 2014 | 4 | 727 |  | 4 | 506.63 |  |  |  | 506.63 | NY Metro | 727 | Program data |  | 1 | 4 | 506.63 | 494.1526 | contract price | 3.635 | 3.5455 | 0 | 494.1526 | 123.5382
728 | ConEd | Program data | 2014 | 4 | 728 |  | 4 | 506.63 |  |  |  | 506.63 | NY Metro | 728 | Program data |  | 1 | 4 | 506.63 | 494.1526 | contract price | 3.635 | 3.5455 | 0 | 494.1526 | 123.5382
729 | ConEd | Program data | 2014 | 4 | 729 |  | 4 | 506.63 |  |  |  | 506.63 | NY Metro | 729 | Program data |  | 1 | 4 | 506.63 | 494.1526 | contract price | 3.635 | 3.5455 | 0 | 494.1526 | 123.5382
730 | ConEd | Program data | 2014 | 4 | 730 |  | 4 | 506.63 |  |  |  | 506.63 | NY Metro | 730 | Program data |  | 1 | 4 | 506.63 | 494.1526 | contract price | 3.635 | 3.5455 | 0 | 494.1526 | 123.5382
731 | ConEd | Program data | 2014 | 4 | 731 |  | 4 | 506.63 |  |  |  | 506.63 | NY Metro | 731 | Program data |  | 1 | 4 | 506.63 | 494.1526 | contract price | 3.635 | 3.5455 | 0 | 494.1526 | 123.5382
732 | ConEd | Program data | 2014 | 4 | 732 |  | 4 | 506.63 |  |  |  | 506.63 | NY Metro | 732 | Program data |  | 1 | 4 | 506.63 | 494.1526 | contract price | 3.635 | 3.5455 | 0 | 494.1526 | 123.5382
733 | ConEd | Program data | 2014 | 4 | 733 |  | 4 | 506.63 |  |  |  | 506.63 | NY Metro | 733 | Program data |  | 1 | 4 | 506.63 | 494.1526 | contract price | 3.635 | 3.5455 | 0 | 494.1526 | 123.5382
734 | ConEd | Program data | 2014 | 4 | 734 |  | 4 | 506.63 |  |  |  | 506.63 | NY Metro | 734 | Program data |  | 1 | 4 | 506.63 | 494.1526 | contract price | 3.635 | 3.5455 | 0 | 494.1526 | 123.5382
735 | ConEd | Program data | 2014 | 4 | 735 |  | 4 | 506.63 |  |  |  | 506.63 | NY Metro | 735 | Program data |  | 1 | 4 | 506.63 | 494.1526 | contract price | 3.635 | 3.5455 | 0 | 494.1526 | 123.5382
736 | ConEd | Program data | 2014 | 4 | 736 |  | 4 | 506.63 |  |  |  | 506.63 | NY Metro | 736 | Program data |  | 1 | 4 | 506.63 | 494.1526 | contract price | 3.635 | 3.5455 | 0 | 494.1526 | 123.5382
737 | ConEd | Program data | 2014 | 4 | 737 |  | 4 | 506.63 |  |  |  | 506.63 | NY Metro | 737 | Program data |  | 1 | 4 | 506.63 | 494.1526 | contract price | 3.635 | 3.5455 | 0 | 494.1526 | 123.5382
738 | ConEd | Program data | 2014 | 4 | 738 |  | 4 | 506.63 |  |  |  | 506.63 | NY Metro | 738 | Program data |  | 1 | 4 | 506.63 | 494.1526 | contract price | 3.635 | 3.5455 | 0 | 494.1526 | 123.5382
739 | ConEd | Program data | 2014 | 4 | 739 |  | 4 | 506.63 |  |  |  | 506.63 | NY Metro | 739 | Program data |  | 1 | 4 | 506.63 | 494.1526 | contract price | 3.635 | 3.5455 | 0 | 494.1526 | 123.5382
740 | ConEd | Program data | 2014 | 4 | 740 |  | 4 | 506.63 |  |  |  | 506.63 | NY Metro | 740 | Program data |  | 1 | 4 | 506.63 | 494.1526 | contract price | 3.635 | 3.5455 | 0 | 494.1526 | 123.5382
741 | ConEd | Program data | 2014 | 4 | 741 |  | 4 | 506.64 |  |  |  | 506.64 | NY Metro | 741 | Program data |  | 1 | 4 | 506.64 | 494.1624 | contract price | 3.635 | 3.5455 | 0 | 494.1624 | 123.5406
742 | ConEd | Program data | 2014 | 4 | 742 |  | 4 | 506.64 |  |  |  | 506.64 | NY Metro | 742 | Program data |  | 1 | 4 | 506.64 | 494.1624 | contract price | 3.635 | 3.5455 | 0 | 494.1624 | 123.5406
743 | ConEd | Program data | 2014 | 4 | 743 |  | 4 | 506.63 |  |  |  | 506.63 | NY Metro | 743 | Program data |  | 1 | 4 | 506.63 | 494.1526 | contract price | 3.635 | 3.5455 | 0 | 494.1526 | 123.5382
744 | ConEd | Program data | 2014 | 4 | 744 |  | 4 | 506.63 |  |  |  | 506.63 | NY Metro | 744 | Program data |  | 1 | 4 | 506.63 | 494.1526 | contract price | 3.635 | 3.5455 | 0 | 494.1526 | 123.5382
745 | ConEd | Program data | 2014 | 4 | 745 |  | 4 | 506.63 |  |  |  | 506.63 | NY Metro | 745 | Program data |  | 1 | 4 | 506.63 | 494.1526 | contract price | 3.635 | 3.5455 | 0 | 494.1526 | 123.5382
746 | ConEd | Program data | 2014 | 4 | 746 |  | 4 | 506.63 |  |  |  | 506.63 | NY Metro | 746 | Program data |  | 1 | 4 | 506.63 | 494.1526 | contract price | 3.635 | 3.5455 | 0 | 494.1526 | 123.5382
747 | ConEd | Program data | 2014 | 4 | 747 |  | 4 | 506.63 |  |  |  | 506.63 | NY Metro | 747 | Program data |  | 1 | 4 | 506.63 | 494.1526 | contract price | 3.635 | 3.5455 | 0 | 494.1526 | 123.5382
748 | ConEd | Program data | 2014 | 4 | 748 |  | 4 | 506.64 |  |  |  | 506.64 | NY Metro | 748 | Program data |  | 1 | 4 | 506.64 | 494.1624 | contract price | 3.635 | 3.5455 | 0 | 494.1624 | 123.5406
749 | ConEd | Program data | 2014 | 4 | 749 |  | 4 | 506.63 |  |  |  | 506.63 | NY Metro | 749 | Program data |  | 1 | 4 | 506.63 | 494.1526 | contract price | 3.635 | 3.5455 | 0 | 494.1526 | 123.5382
750 | ConEd | Program data | 2014 | 4 | 750 |  | 4 | 506.64 |  |  |  | 506.64 | NY Metro | 750 | Program data |  | 1 | 4 | 506.64 | 494.1624 | contract price | 3.635 | 3.5455 | 0 | 494.1624 | 123.5406
751 | ConEd | Program data | 2014 | 4 | 751 |  | 4 | 506.64 |  |  |  | 506.64 | NY Metro | 751 | Program data |  | 1 | 4 | 506.64 | 494.1624 | contract price | 3.635 | 3.5455 | 0 | 494.1624 | 123.5406
752 | ConEd | Program data | 2014 | 4 | 752 |  | 4 | 506.64 |  |  |  | 506.64 | NY Metro | 752 | Program data |  | 1 | 4 | 506.64 | 494.1624 | contract price | 3.635 | 3.5455 | 0 | 494.1624 | 123.5406
753 | ConEd | Program data | 2014 | 4 | 753 |  | 4 | 506.64 |  |  |  | 506.64 | NY Metro | 753 | Program data |  | 1 | 4 | 506.64 | 494.1624 | contract price | 3.635 | 3.5455 | 0 | 494.1624 | 123.5406
754 | ConEd | Program data | 2014 | 4 | 754 |  | 4 | 506.64 |  |  |  | 506.64 | NY Metro | 754 | Program data |  | 1 | 4 | 506.64 | 494.1624 | contract price | 3.635 | 3.5455 | 0 | 494.1624 | 123.5406
755 | ConEd | Program data | 2014 | 4 | 755 |  | 4 | 506.64 |  |  |  | 506.64 | NY Metro | 755 | Program data |  | 1 | 4 | 506.64 | 494.1624 | contract price | 3.635 | 3.5455 | 0 | 494.1624 | 123.5406
756 | ConEd | Program data | 2014 | 4 | 756 |  | 4 | 506.64 |  |  |  | 506.64 | NY Metro | 756 | Program data |  | 1 | 4 | 506.64 | 494.1624 | contract price | 3.635 | 3.5455 | 0 | 494.1624 | 123.5406
757 | ConEd | Program data | 2014 | 4 | 757 |  | 4 | 506.63 |  |  |  | 506.63 | NY Metro | 757 | Program data |  | 1 | 4 | 506.63 | 494.1526 | contract price | 3.635 | 3.5455 | 0 | 494.1526 | 123.5382
758 | ConEd | Program data | 2014 | 4 | 758 |  | 4 | 506.64 |  |  |  | 506.64 | NY Metro | 758 | Program data |  | 1 | 4 | 506.64 | 494.1624 | contract price | 3.635 | 3.5455 | 0 | 494.1624 | 123.5406
759 | ConEd | Program data | 2014 | 4 | 759 |  | 4 | 506.64 |  |  |  | 506.64 | NY Metro | 759 | Program data |  | 1 | 4 | 506.64 | 494.1624 | contract price | 3.635 | 3.5455 | 0 | 494.1624 | 123.5406
760 | ConEd | Program data | 2014 | 4 | 760 |  | 4 | 506.64 |  |  |  | 506.64 | NY Metro | 760 | Program data |  | 1 | 4 | 506.64 | 494.1624 | contract price | 3.635 | 3.5455 | 0 | 494.1624 | 123.5406
761 | ConEd | Program data | 2014 | 4 | 761 |  | 4 | 506.64 |  |  |  | 506.64 | NY Metro | 761 | Program data |  | 1 | 4 | 506.64 | 494.1624 | contract price | 3.635 | 3.5455 | 0 | 494.1624 | 123.5406
762 | ConEd | Program data | 2014 | 4 | 762 |  | 4 | 506.64 |  |  |  | 506.64 | NY Metro | 762 | Program data |  | 1 | 4 | 506.64 | 494.1624 | contract price | 3.635 | 3.5455 | 0 | 494.1624 | 123.5406
763 | ConEd | Program data | 2014 | 4 | 763 |  | 4 | 506.64 |  |  |  | 506.64 | NY Metro | 763 | Program data |  | 1 | 4 | 506.64 | 494.1624 | contract price | 3.635 | 3.5455 | 0 | 494.1624 | 123.5406
764 | ConEd | Program data | 2014 | 4 | 764 |  | 4 | 506.63 |  |  |  | 506.63 | NY Metro | 764 | Program data |  | 1 | 4 | 506.63 | 494.1526 | contract price | 3.635 | 3.5455 | 0 | 494.1526 | 123.5382
765 | ConEd | Program data | 2014 | 4 | 765 |  | 4 | 506.64 |  |  |  | 506.64 | NY Metro | 765 | Program data |  | 1 | 4 | 506.64 | 494.1624 | contract price | 3.635 | 3.5455 | 0 | 494.1624 | 123.5406
766 | ConEd | Program data | 2014 | 4 | 766 |  | 4 | 506.64 |  |  |  | 506.64 | NY Metro | 766 | Program data |  | 1 | 4 | 506.64 | 494.1624 | contract price | 3.635 | 3.5455 | 0 | 494.1624 | 123.5406
767 | ConEd | Program data | 2014 | 4 | 767 |  | 4 | 506.64 |  |  |  | 506.64 | NY Metro | 767 | Program data |  | 1 | 4 | 506.64 | 494.1624 | contract price | 3.635 | 3.5455 | 0 | 494.1624 | 123.5406
768 | ConEd | Program data | 2014 | 4 | 768 |  | 4 | 506.64 |  |  |  | 506.64 | NY Metro | 768 | Program data |  | 1 | 4 | 506.64 | 494.1624 | contract price | 3.635 | 3.5455 | 0 | 494.1624 | 123.5406
769 | ConEd | Program data | 2014 | 4 | 769 |  | 4 | 506.64 |  |  |  | 506.64 | NY Metro | 769 | Program data |  | 1 | 4 | 506.64 | 494.1624 | contract price | 3.635 | 3.5455 | 0 | 494.1624 | 123.5406
770 | ConEd | Program data | 2014 | 4 | 770 |  | 4 | 506.64 |  |  |  | 506.64 | NY Metro | 770 | Program data |  | 1 | 4 | 506.64 | 494.1624 | contract price | 3.635 | 3.5455 | 0 | 494.1624 | 123.5406
771 | ConEd | Program data | 2014 | 4 | 771 |  | 4 | 506.64 |  |  |  | 506.64 | NY Metro | 771 | Program data |  | 1 | 4 | 506.64 | 494.1624 | contract price | 3.635 | 3.5455 | 0 | 494.1624 | 123.5406
772 | ConEd | Program data | 2014 | 4 | 772 |  | 4 | 506.64 |  |  |  | 506.64 | NY Metro | 772 | Program data |  | 1 | 4 | 506.64 | 494.1624 | contract price | 3.635 | 3.5455 | 0 | 494.1624 | 123.5406
773 | ConEd | Program data | 2014 | 4 | 773 |  | 4 | 506.64 |  |  |  | 506.64 | NY Metro | 773 | Program data |  | 1 | 4 | 506.64 | 494.1624 | contract price | 3.635 | 3.5455 | 0 | 494.1624 | 123.5406
774 | ConEd | Program data | 2014 | 4 | 774 |  | 4 | 506.64 |  |  |  | 506.64 | NY Metro | 774 | Program data |  | 1 | 4 | 506.64 | 494.1624 | contract price | 3.635 | 3.5455 | 0 | 494.1624 | 123.5406
775 | ConEd | Program data | 2014 | 4 | 775 |  | 4 | 506.64 |  |  |  | 506.64 | NY Metro | 775 | Program data |  | 1 | 4 | 506.64 | 494.1624 | contract price | 3.635 | 3.5455 | 0 | 494.1624 | 123.5406
776 | ConEd | Program data | 2014 | 4 | 776 |  | 4 | 506.64 |  |  |  | 506.64 | NY Metro | 776 | Program data |  | 1 | 4 | 506.64 | 494.1624 | contract price | 3.635 | 3.5455 | 0 | 494.1624 | 123.5406
777 | ConEd | Program data | 2014 | 4 | 777 |  | 4 | 506.64 |  |  |  | 506.64 | NY Metro | 777 | Program data |  | 1 | 4 | 506.64 | 494.1624 | contract price | 3.635 | 3.5455 | 0 | 494.1624 | 123.5406
778 | ConEd | Program data | 2014 | 4 | 778 |  | 4 | 506.64 |  |  |  | 506.64 | NY Metro | 778 | Program data |  | 1 | 4 | 506.64 | 494.1624 | contract price | 3.635 | 3.5455 | 0 | 494.1624 | 123.5406
779 | ConEd | Program data | 2014 | 4 | 779 |  | 4 | 506.64 |  |  |  | 506.64 | NY Metro | 779 | Program data |  | 1 | 4 | 506.64 | 494.1624 | contract price | 3.635 | 3.5455 | 0 | 494.1624 | 123.5406
780 | ConEd | Program data | 2014 | 4 | 780 |  | 4 | 506.64 |  |  |  | 506.64 | NY Metro | 780 | Program data |  | 1 | 4 | 506.64 | 494.1624 | contract price | 3.635 | 3.5455 | 0 | 494.1624 | 123.5406
781 | ConEd | Program data | 2014 | 4 | 781 |  | 4 | 506.64 |  |  |  | 506.64 | NY Metro | 781 | Program data |  | 1 | 4 | 506.64 | 494.1624 | contract price | 3.635 | 3.5455 | 0 | 494.1624 | 123.5406
782 | ConEd | Program data | 2014 | 4 | 782 |  | 4 | 506.64 |  |  |  | 506.64 | NY Metro | 782 | Program data |  | 1 | 4 | 506.64 | 494.1624 | contract price | 3.635 | 3.5455 | 0 | 494.1624 | 123.5406
783 | ConEd | Program data | 2014 | 4 | 783 |  | 4 | 506.64 |  |  |  | 506.64 | NY Metro | 783 | Program data |  | 1 | 4 | 506.64 | 494.1624 | contract price | 3.635 | 3.5455 | 0 | 494.1624 | 123.5406
784 | ConEd | Program data | 2014 | 4 | 784 |  | 4 | 506.64 |  |  |  | 506.64 | NY Metro | 784 | Program data |  | 1 | 4 | 506.64 | 494.1624 | contract price | 3.635 | 3.5455 | 0 | 494.1624 | 123.5406
785 | ConEd | Program data | 2014 | 4 | 785 |  | 4 | 506.64 |  |  |  | 506.64 | NY Metro | 785 | Program data |  | 1 | 4 | 506.64 | 494.1624 | contract price | 3.635 | 3.5455 | 0 | 494.1624 | 123.5406
786 | ConEd | Program data | 2014 | 4 | 786 |  | 4 | 506.64 |  |  |  | 506.64 | NY Metro | 786 | Program data |  | 1 | 4 | 506.64 | 494.1624 | contract price | 3.635 | 3.5455 | 0 | 494.1624 | 123.5406
787 | ConEd | Program data | 2014 | 4 | 787 |  | 4 | 506.64 |  |  |  | 506.64 | NY Metro | 787 | Program data |  | 1 | 4 | 506.64 | 494.1624 | contract price | 3.635 | 3.5455 | 0 | 494.1624 | 123.5406
788 | ConEd | Program data | 2014 | 4 | 788 |  | 4 | 506.64 |  |  |  | 506.64 | NY Metro | 788 | Program data |  | 1 | 4 | 506.64 | 494.1624 | contract price | 3.635 | 3.5455 | 0 | 494.1624 | 123.5406
789 | ConEd | Program data | 2014 | 4 | 789 |  | 4 | 506.64 |  |  |  | 506.64 | NY Metro | 789 | Program data |  | 1 | 4 | 506.64 | 494.1624 | contract price | 3.635 | 3.5455 | 0 | 494.1624 | 123.5406
790 | ConEd | Program data | 2014 | 4 | 790 |  | 4 | 506.64 |  |  |  | 506.64 | NY Metro | 790 | Program data |  | 1 | 4 | 506.64 | 494.1624 | contract price | 3.635 | 3.5455 | 0 | 494.1624 | 123.5406
791 | ConEd | Program data | 2014 | 4 | 791 |  | 4 | 506.64 |  |  |  | 506.64 | NY Metro | 791 | Program data |  | 1 | 4 | 506.64 | 494.1624 | contract price | 3.635 | 3.5455 | 0 | 494.1624 | 123.5406
792 | ConEd | Program data | 2014 | 4 | 792 |  | 4 | 506.64 |  |  |  | 506.64 | NY Metro | 792 | Program data |  | 1 | 4 | 506.64 | 494.1624 | contract price | 3.635 | 3.5455 | 0 | 494.1624 | 123.5406
793 | ConEd | Program data | 2014 | 4 | 793 |  | 4 | 506.64 |  |  |  | 506.64 | NY Metro | 793 | Program data |  | 1 | 4 | 506.64 | 494.1624 | contract price | 3.635 | 3.5455 | 0 | 494.1624 | 123.5406
794 | ConEd | Program data | 2014 | 4 | 794 |  | 4 | 506.64 |  |  |  | 506.64 | NY Metro | 794 | Program data |  | 1 | 4 | 506.64 | 494.1624 | contract price | 3.635 | 3.5455 | 0 | 494.1624 | 123.5406
795 | ConEd | Program data | 2014 | 4 | 795 |  | 4 | 506.64 |  |  |  | 506.64 | NY Metro | 795 | Program data |  | 1 | 4 | 506.64 | 494.1624 | contract price | 3.635 | 3.5455 | 0 | 494.1624 | 123.5406
796 | ConEd | Program data | 2014 | 4 | 796 |  | 4 | 506.64 |  |  |  | 506.64 | NY Metro | 796 | Program data |  | 1 | 4 | 506.64 | 494.1624 | contract price | 3.635 | 3.5455 | 0 | 494.1624 | 123.5406
797 | ConEd | Program data | 2014 | 4 | 797 |  | 4 | 506.64 |  |  |  | 506.64 | NY Metro | 797 | Program data |  | 1 | 4 | 506.64 | 494.1624 | contract price | 3.635 | 3.5455 | 0 | 494.1624 | 123.5406
798 | ConEd | Program data | 2014 | 4 | 798 |  | 4 | 506.64 |  |  |  | 506.64 | NY Metro | 798 | Program data |  | 1 | 4 | 506.64 | 494.1624 | contract price | 3.635 | 3.5455 | 0 | 494.1624 | 123.5406
799 | ConEd | Program data | 2014 | 4 | 799 |  | 4 | 506.64 |  |  |  | 506.64 | NY Metro | 799 | Program data |  | 1 | 4 | 506.64 | 494.1624 | contract price | 3.635 | 3.5455 | 0 | 494.1624 | 123.5406
800 | ConEd | Program data | 2014 | 4 | 800 |  | 4 | 506.64 |  |  |  | 506.64 | NY Metro | 800 | Program data |  | 1 | 4 | 506.64 | 494.1624 | contract price | 3.635 | 3.5455 | 0 | 494.1624 | 123.5406
801 | ConEd | Program data | 2014 | 4 | 801 |  | 4 | 506.64 |  |  |  | 506.64 | NY Metro | 801 | Program data |  | 1 | 4 | 506.64 | 494.1624 | contract price | 3.635 | 3.5455 | 0 | 494.1624 | 123.5406
802 | ConEd | Program data | 2014 | 4 | 802 |  | 4 | 506.64 |  |  |  | 506.64 | NY Metro | 802 | Program data |  | 1 | 4 | 506.64 | 494.1624 | contract price | 3.635 | 3.5455 | 0 | 494.1624 | 123.5406
803 | ConEd | Program data | 2014 | 4 | 803 |  | 4 | 506.64 |  |  |  | 506.64 | NY Metro | 803 | Program data |  | 1 | 4 | 506.64 | 494.1624 | contract price | 3.635 | 3.5455 | 0 | 494.1624 | 123.5406
804 | ConEd | Program data | 2014 | 4 | 804 |  | 4 | 506.64 |  |  |  | 506.64 | NY Metro | 804 | Program data |  | 1 | 4 | 506.64 | 494.1624 | contract price | 3.635 | 3.5455 | 0 | 494.1624 | 123.5406
805 | ConEd | Program data | 2014 | 4 | 805 |  | 4 | 506.64 |  |  |  | 506.64 | NY Metro | 805 | Program data |  | 1 | 4 | 506.64 | 494.1624 | contract price | 3.635 | 3.5455 | 0 | 494.1624 | 123.5406
806 | ConEd | Program data | 2014 | 4 | 806 |  | 4 | 506.64 |  |  |  | 506.64 | NY Metro | 806 | Program data |  | 1 | 4 | 506.64 | 494.1624 | contract price | 3.635 | 3.5455 | 0 | 494.1624 | 123.5406
807 | ConEd | Program data | 2014 | 4 | 807 |  | 4 | 506.64 |  |  |  | 506.64 | NY Metro | 807 | Program data |  | 1 | 4 | 506.64 | 494.1624 | contract price | 3.635 | 3.5455 | 0 | 494.1624 | 123.5406
808 | ConEd | Program data | 2014 | 4 | 808 |  | 4 | 506.64 |  |  |  | 506.64 | NY Metro | 808 | Program data |  | 1 | 4 | 506.64 | 494.1624 | contract price | 3.635 | 3.5455 | 0 | 494.1624 | 123.5406
809 | ConEd | Program data | 2014 | 4 | 809 |  | 4 | 506.64 |  |  |  | 506.64 | NY Metro | 809 | Program data |  | 1 | 4 | 506.64 | 494.1624 | contract price | 3.635 | 3.5455 | 0 | 494.1624 | 123.5406
810 | ConEd | Program data | 2014 | 4 | 810 |  | 4 | 506.64 |  |  |  | 506.64 | NY Metro | 810 | Program data |  | 1 | 4 | 506.64 | 494.1624 | contract price | 3.635 | 3.5455 | 0 | 494.1624 | 123.5406
811 | ConEd | Program data | 2014 | 4 | 811 |  | 4 | 506.64 |  |  |  | 506.64 | NY Metro | 811 | Program data |  | 1 | 4 | 506.64 | 494.1624 | contract price | 3.635 | 3.5455 | 0 | 494.1624 | 123.5406
812 | ConEd | Program data | 2014 | 4 | 812 |  | 4 | 506.64 |  |  |  | 506.64 | NY Metro | 812 | Program data |  | 1 | 4 | 506.64 | 494.1624 | contract price | 3.635 | 3.5455 | 0 | 494.1624 | 123.5406
813 | ConEd | Program data | 2014 | 4 | 813 |  | 4 | 506.64 |  |  |  | 506.64 | NY Metro | 813 | Program data |  | 1 | 4 | 506.64 | 494.1624 | contract price | 3.635 | 3.5455 | 0 | 494.1624 | 123.5406
814 | ConEd | Program data | 2014 | 4 | 814 |  | 4 | 506.64 |  |  |  | 506.64 | NY Metro | 814 | Program data |  | 1 | 4 | 506.64 | 494.1624 | contract price | 3.635 | 3.5455 | 0 | 494.1624 | 123.5406
815 | ConEd | Program data | 2014 | 4 | 815 |  | 4 | 506.64 |  |  |  | 506.64 | NY Metro | 815 | Program data |  | 1 | 4 | 506.64 | 494.1624 | contract price | 3.635 | 3.5455 | 0 | 494.1624 | 123.5406
816 | ConEd | Program data | 2014 | 4 | 816 |  | 4 | 506.64 |  |  |  | 506.64 | NY Metro | 816 | Program data |  | 1 | 4 | 506.64 | 494.1624 | contract price | 3.635 | 3.5455 | 0 | 494.1624 | 123.5406
817 | ConEd | Program data | 2014 | 4 | 817 |  | 4 | 506.64 |  |  |  | 506.64 | NY Metro | 817 | Program data |  | 1 | 4 | 506.64 | 494.1624 | contract price | 3.635 | 3.5455 | 0 | 494.1624 | 123.5406
818 | ConEd | Program data | 2014 | 4 | 818 |  | 4 | 506.64 |  |  |  | 506.64 | NY Metro | 818 | Program data |  | 1 | 4 | 506.64 | 494.1624 | contract price | 3.635 | 3.5455 | 0 | 494.1624 | 123.5406
819 | ConEd | Program data | 2014 | 4 | 819 |  | 4 | 506.64 |  |  |  | 506.64 | NY Metro | 819 | Program data |  | 1 | 4 | 506.64 | 494.1624 | contract price | 3.635 | 3.5455 | 0 | 494.1624 | 123.5406
820 | ConEd | Program data | 2014 | 4 | 820 |  | 4 | 506.64 |  |  |  | 506.64 | NY Metro | 820 | Program data |  | 1 | 4 | 506.64 | 494.1624 | contract price | 3.635 | 3.5455 | 0 | 494.1624 | 123.5406
821 | ConEd | Program data | 2014 | 4 | 821 |  | 4 | 506.64 |  |  |  | 506.64 | NY Metro | 821 | Program data |  | 1 | 4 | 506.64 | 494.1624 | contract price | 3.635 | 3.5455 | 0 | 494.1624 | 123.5406
822 | ConEd | Program data | 2014 | 4 | 822 |  | 4 | 506.64 |  |  |  | 506.64 | NY Metro | 822 | Program data |  | 1 | 4 | 506.64 | 494.1624 | contract price | 3.635 | 3.5455 | 0 | 494.1624 | 123.5406
823 | ConEd | Program data | 2014 | 4 | 823 |  | 4 | 506.64 |  |  |  | 506.64 | NY Metro | 823 | Program data |  | 1 | 4 | 506.64 | 494.1624 | contract price | 3.635 | 3.5455 | 0 | 494.1624 | 123.5406
824 | ConEd | Program data | 2014 | 4 | 824 |  | 4 | 506.64 |  |  |  | 506.64 | NY Metro | 824 | Program data |  | 1 | 4 | 506.64 | 494.1624 | contract price | 3.635 | 3.5455 | 0 | 494.1624 | 123.5406
825 | ConEd | Program data | 2014 | 4 | 825 |  | 4 | 506.64 |  |  |  | 506.64 | NY Metro | 825 | Program data |  | 1 | 4 | 506.64 | 494.1624 | contract price | 3.635 | 3.5455 | 0 | 494.1624 | 123.5406
826 | ConEd | Program data | 2014 | 4 | 826 |  | 4 | 506.64 |  |  |  | 506.64 | NY Metro | 826 | Program data |  | 1 | 4 | 506.64 | 494.1624 | contract price | 3.635 | 3.5455 | 0 | 494.1624 | 123.5406
827 | ConEd | Program data | 2014 | 4 | 827 |  | 4 | 506.64 |  |  |  | 506.64 | NY Metro | 827 | Program data |  | 1 | 4 | 506.64 | 494.1624 | contract price | 3.635 | 3.5455 | 0 | 494.1624 | 123.5406
828 | ConEd | Program data | 2014 | 4 | 828 |  | 4 | 506.64 |  |  |  | 506.64 | NY Metro | 828 | Program data |  | 1 | 4 | 506.64 | 494.1624 | contract price | 3.635 | 3.5455 | 0 | 494.1624 | 123.5406
829 | ConEd | Program data | 2014 | 4 | 829 |  | 4 | 506.64 |  |  |  | 506.64 | NY Metro | 829 | Program data |  | 1 | 4 | 506.64 | 494.1624 | contract price | 3.635 | 3.5455 | 0 | 494.1624 | 123.5406
830 | ConEd | Program data | 2014 | 4 | 830 |  | 4 | 506.64 |  |  |  | 506.64 | NY Metro | 830 | Program data |  | 1 | 4 | 506.64 | 494.1624 | contract price | 3.635 | 3.5455 | 0 | 494.1624 | 123.5406
831 | ConEd | Program data | 2014 | 4 | 831 |  | 4 | 506.64 |  |  |  | 506.64 | NY Metro | 831 | Program data |  | 1 | 4 | 506.64 | 494.1624 | contract price | 3.635 | 3.5455 | 0 | 494.1624 | 123.5406
832 | ConEd | Program data | 2014 | 4 | 832 |  | 4 | 506.64 |  |  |  | 506.64 | NY Metro | 832 | Program data |  | 1 | 4 | 506.64 | 494.1624 | contract price | 3.635 | 3.5455 | 0 | 494.1624 | 123.5406
833 | ConEd | Program data | 2014 | 4 | 833 |  | 4 | 506.64 |  |  |  | 506.64 | NY Metro | 833 | Program data |  | 1 | 4 | 506.64 | 494.1624 | contract price | 3.635 | 3.5455 | 0 | 494.1624 | 123.5406
834 | ConEd | Program data | 2014 | 4 | 834 |  | 4 | 506.64 |  |  |  | 506.64 | NY Metro | 834 | Program data |  | 1 | 4 | 506.64 | 494.1624 | contract price | 3.635 | 3.5455 | 0 | 494.1624 | 123.5406
835 | ConEd | Program data | 2014 | 4 | 835 |  | 4 | 506.64 |  |  |  | 506.64 | NY Metro | 835 | Program data |  | 1 | 4 | 506.64 | 494.1624 | contract price | 3.635 | 3.5455 | 0 | 494.1624 | 123.5406
836 | ConEd | Program data | 2014 | 4 | 836 |  | 4 | 506.64 |  |  |  | 506.64 | NY Metro | 836 | Program data |  | 1 | 4 | 506.64 | 494.1624 | contract price | 3.635 | 3.5455 | 0 | 494.1624 | 123.5406
837 | ConEd | Program data | 2014 | 4 | 837 |  | 4 | 506.64 |  |  |  | 506.64 | NY Metro | 837 | Program data |  | 1 | 4 | 506.64 | 494.1624 | contract price | 3.635 | 3.5455 | 0 | 494.1624 | 123.5406
838 | ConEd | Program data | 2014 | 4 | 838 |  | 4 | 506.64 |  |  |  | 506.64 | NY Metro | 838 | Program data |  | 1 | 4 | 506.64 | 494.1624 | contract price | 3.635 | 3.5455 | 0 | 494.1624 | 123.5406
839 | ConEd | Program data | 2014 | 4 | 839 |  | 4 | 506.64 |  |  |  | 506.64 | NY Metro | 839 | Program data |  | 1 | 4 | 506.64 | 494.1624 | contract price | 3.635 | 3.5455 | 0 | 494.1624 | 123.5406
840 | ConEd | Program data | 2014 | 4 | 840 |  | 4 | 506.64 |  |  |  | 506.64 | NY Metro | 840 | Program data |  | 1 | 4 | 506.64 | 494.1624 | contract price | 3.635 | 3.5455 | 0 | 494.1624 | 123.5406
841 | ConEd | Program data | 2014 | 4 | 841 |  | 4 | 506.64 |  |  |  | 506.64 | NY Metro | 841 | Program data |  | 1 | 4 | 506.64 | 494.1624 | contract price | 3.635 | 3.5455 | 0 | 494.1624 | 123.5406
842 | ConEd | Program data | 2014 | 4 | 842 |  | 4 | 506.64 |  |  |  | 506.64 | NY Metro | 842 | Program data |  | 1 | 4 | 506.64 | 494.1624 | contract price | 3.635 | 3.5455 | 0 | 494.1624 | 123.5406
843 | ConEd | Program data | 2014 | 4 | 843 |  | 4 | 506.64 |  |  |  | 506.64 | NY Metro | 843 | Program data |  | 1 | 4 | 506.64 | 494.1624 | contract price | 3.635 | 3.5455 | 0 | 494.1624 | 123.5406
844 | ConEd | Program data | 2014 | 4 | 844 |  | 4 | 506.64 |  |  |  | 506.64 | NY Metro | 844 | Program data |  | 1 | 4 | 506.64 | 494.1624 | contract price | 3.635 | 3.5455 | 0 | 494.1624 | 123.5406
845 | ConEd | Program data | 2014 | 4 | 845 |  | 4 | 506.64 |  |  |  | 506.64 | NY Metro | 845 | Program data |  | 1 | 4 | 506.64 | 494.1624 | contract price | 3.635 | 3.5455 | 0 | 494.1624 | 123.5406
846 | ConEd | Program data | 2014 | 4 | 846 |  | 4 | 506.64 |  |  |  | 506.64 | NY Metro | 846 | Program data |  | 1 | 4 | 506.64 | 494.1624 | contract price | 3.635 | 3.5455 | 0 | 494.1624 | 123.5406
847 | ConEd | Program data | 2014 | 4 | 847 |  | 4 | 506.64 |  |  |  | 506.64 | NY Metro | 847 | Program data |  | 1 | 4 | 506.64 | 494.1624 | contract price | 3.635 | 3.5455 | 0 | 494.1624 | 123.5406
848 | ConEd | Program data | 2014 | 4 | 848 |  | 4 | 506.64 |  |  |  | 506.64 | NY Metro | 848 | Program data |  | 1 | 4 | 506.64 | 494.1624 | contract price | 3.635 | 3.5455 | 0 | 494.1624 | 123.5406
849 | ConEd | Program data | 2014 | 4 | 849 |  | 4 | 506.64 |  |  |  | 506.64 | NY Metro | 849 | Program data |  | 1 | 4 | 506.64 | 494.1624 | contract price | 3.635 | 3.5455 | 0 | 494.1624 | 123.5406
850 | ConEd | Program data | 2014 | 4 | 850 |  | 4 | 506.64 |  |  |  | 506.64 | NY Metro | 850 | Program data |  | 1 | 4 | 506.64 | 494.1624 | contract price | 3.635 | 3.5455 | 0 | 494.1624 | 123.5406
851 | ConEd | Program data | 2014 | 4 | 851 |  | 4 | 506.64 |  |  |  | 506.64 | NY Metro | 851 | Program data |  | 1 | 4 | 506.64 | 494.1624 | contract price | 3.635 | 3.5455 | 0 | 494.1624 | 123.5406
852 | ConEd | Program data | 2014 | 4 | 852 |  | 4 | 506.64 |  |  |  | 506.64 | NY Metro | 852 | Program data |  | 1 | 4 | 506.64 | 494.1624 | contract price | 3.635 | 3.5455 | 0 | 494.1624 | 123.5406
853 | ConEd | Program data | 2014 | 4 | 853 |  | 4 | 506.64 |  |  |  | 506.64 | NY Metro | 853 | Program data |  | 1 | 4 | 506.64 | 494.1624 | contract price | 3.635 | 3.5455 | 0 | 494.1624 | 123.5406
854 | ConEd | Program data | 2014 | 4 | 854 |  | 4 | 506.64 |  |  |  | 506.64 | NY Metro | 854 | Program data |  | 1 | 4 | 506.64 | 494.1624 | contract price | 3.635 | 3.5455 | 0 | 494.1624 | 123.5406
855 | ConEd | Program data | 2014 | 4 | 855 |  | 4 | 506.64 |  |  |  | 506.64 | NY Metro | 855 | Program data |  | 1 | 4 | 506.64 | 494.1624 | contract price | 3.635 | 3.5455 | 0 | 494.1624 | 123.5406
856 | ConEd | Program data | 2014 | 4 | 856 |  | 4 | 506.64 |  |  |  | 506.64 | NY Metro | 856 | Program data |  | 1 | 4 | 506.64 | 494.1624 | contract price | 3.635 | 3.5455 | 0 | 494.1624 | 123.5406
857 | ConEd | Program data | 2014 | 4 | 857 |  | 4 | 506.64 |  |  |  | 506.64 | NY Metro | 857 | Program data |  | 1 | 4 | 506.64 | 494.1624 | contract price | 3.635 | 3.5455 | 0 | 494.1624 | 123.5406
858 | ConEd | Program data | 2014 | 4 | 858 |  | 4 | 506.64 |  |  |  | 506.64 | NY Metro | 858 | Program data |  | 1 | 4 | 506.64 | 494.1624 | contract price | 3.635 | 3.5455 | 0 | 494.1624 | 123.5406
859 | ConEd | Program data | 2014 | 4 | 859 |  | 4 | 506.64 |  |  |  | 506.64 | NY Metro | 859 | Program data |  | 1 | 4 | 506.64 | 494.1624 | contract price | 3.635 | 3.5455 | 0 | 494.1624 | 123.5406
860 | ConEd | Program data | 2014 | 4 | 860 |  | 4 | 506.64 |  |  |  | 506.64 | NY Metro | 860 | Program data |  | 1 | 4 | 506.64 | 494.1624 | contract price | 3.635 | 3.5455 | 0 | 494.1624 | 123.5406
861 | ConEd | Program data | 2014 | 4 | 861 |  | 4 | 506.64 |  |  |  | 506.64 | NY Metro | 861 | Program data |  | 1 | 4 | 506.64 | 494.1624 | contract price | 3.635 | 3.5455 | 0 | 494.1624 | 123.5406
862 | ConEd | Program data | 2014 | 4 | 862 |  | 4 | 506.64 |  |  |  | 506.64 | NY Metro | 862 | Program data |  | 1 | 4 | 506.64 | 494.1624 | contract price | 3.635 | 3.5455 | 0 | 494.1624 | 123.5406
863 | ConEd | Program data | 2014 | 4 | 863 |  | 4 | 506.64 |  |  |  | 506.64 | NY Metro | 863 | Program data |  | 1 | 4 | 506.64 | 494.1624 | contract price | 3.635 | 3.5455 | 0 | 494.1624 | 123.5406
864 | ConEd | Program data | 2014 | 4 | 864 |  | 4 | 506.64 |  |  |  | 506.64 | NY Metro | 864 | Program data |  | 1 | 4 | 506.64 | 494.1624 | contract price | 3.635 | 3.5455 | 0 | 494.1624 | 123.5406
865 | ConEd | Program data | 2014 | 4 | 865 |  | 4 | 506.64 |  |  |  | 506.64 | NY Metro | 865 | Program data |  | 1 | 4 | 506.64 | 494.1624 | contract price | 3.635 | 3.5455 | 0 | 494.1624 | 123.5406
866 | ConEd | Program data | 2014 | 4 | 866 |  | 4 | 506.64 |  |  |  | 506.64 | NY Metro | 866 | Program data |  | 1 | 4 | 506.64 | 494.1624 | contract price | 3.635 | 3.5455 | 0 | 494.1624 | 123.5406
867 | ConEd | Program data | 2014 | 4 | 867 |  | 4 | 506.64 |  |  |  | 506.64 | NY Metro | 867 | Program data |  | 1 | 4 | 506.64 | 494.1624 | contract price | 3.635 | 3.5455 | 0 | 494.1624 | 123.5406
868 | ConEd | Program data | 2014 | 4 | 868 |  | 4 | 506.64 |  |  |  | 506.64 | NY Metro | 868 | Program data |  | 1 | 4 | 506.64 | 494.1624 | contract price | 3.635 | 3.5455 | 0 | 494.1624 | 123.5406
869 | ConEd | Program data | 2014 | 4 | 869 |  | 4 | 506.64 |  |  |  | 506.64 | NY Metro | 869 | Program data |  | 1 | 4 | 506.64 | 494.1624 | contract price | 3.635 | 3.5455 | 0 | 494.1624 | 123.5406
870 | ConEd | Program data | 2014 | 4 | 870 |  | 4 | 506.64 |  |  |  | 506.64 | NY Metro | 870 | Program data |  | 1 | 4 | 506.64 | 494.1624 | contract price | 3.635 | 3.5455 | 0 | 494.1624 | 123.5406
871 | ConEd | Program data | 2014 | 4 | 871 |  | 4 | 506.64 |  |  |  | 506.64 | NY Metro | 871 | Program data |  | 1 | 4 | 506.64 | 494.1624 | contract price | 3.635 | 3.5455 | 0 | 494.1624 | 123.5406
872 | ConEd | Program data | 2014 | 4 | 872 |  | 4 | 506.64 |  |  |  | 506.64 | NY Metro | 872 | Program data |  | 1 | 4 | 506.64 | 494.1624 | contract price | 3.635 | 3.5455 | 0 | 494.1624 | 123.5406
873 | ConEd | Program data | 2014 | 4 | 873 |  | 4 | 506.64 |  |  |  | 506.64 | NY Metro | 873 | Program data |  | 1 | 4 | 506.64 | 494.1624 | contract price | 3.635 | 3.5455 | 0 | 494.1624 | 123.5406
874 | ConEd | Program data | 2014 | 4 | 874 |  | 4 | 506.64 |  |  |  | 506.64 | NY Metro | 874 | Program data |  | 1 | 4 | 506.64 | 494.1624 | contract price | 3.635 | 3.5455 | 0 | 494.1624 | 123.5406
875 | ConEd | Program data | 2014 | 4 | 875 |  | 4 | 506.64 |  |  |  | 506.64 | NY Metro | 875 | Program data |  | 1 | 4 | 506.64 | 494.1624 | contract price | 3.635 | 3.5455 | 0 | 494.1624 | 123.5406
876 | ConEd | Program data | 2014 | 4 | 876 |  | 4 | 506.64 |  |  |  | 506.64 | NY Metro | 876 | Program data |  | 1 | 4 | 506.64 | 494.1624 | contract price | 3.635 | 3.5455 | 0 | 494.1624 | 123.5406
877 | ConEd | Program data | 2014 | 4 | 877 |  | 4 | 506.64 |  |  |  | 506.64 | NY Metro | 877 | Program data |  | 1 | 4 | 506.64 | 494.1624 | contract price | 3.635 | 3.5455 | 0 | 494.1624 | 123.5406
878 | ConEd | Program data | 2014 | 4 | 878 |  | 4 | 506.64 |  |  |  | 506.64 | NY Metro | 878 | Program data |  | 1 | 4 | 506.64 | 494.1624 | contract price | 3.635 | 3.5455 | 0 | 494.1624 | 123.5406
879 | ConEd | Program data | 2014 | 4 | 879 |  | 4 | 506.63 |  |  |  | 506.63 | NY Metro | 879 | Program data |  | 1 | 4 | 506.63 | 494.1526 | contract price | 3.635 | 3.5455 | 0 | 494.1526 | 123.5382
880 | ConEd | Program data | 2014 | 4 | 880 |  | 4 | 506.63 |  |  |  | 506.63 | NY Metro | 880 | Program data |  | 1 | 4 | 506.63 | 494.1526 | contract price | 3.635 | 3.5455 | 0 | 494.1526 | 123.5382
881 | ConEd | Program data | 2014 | 4 | 881 |  | 4 | 506.63 |  |  |  | 506.63 | NY Metro | 881 | Program data |  | 1 | 4 | 506.63 | 494.1526 | contract price | 3.635 | 3.5455 | 0 | 494.1526 | 123.5382
882 | ConEd | Program data | 2014 | 4 | 882 |  | 4 | 642 |  |  |  | 642 | NY Metro | 882 | Program data |  | 1 | 4 | 642 | 626.1887 | contract price | 3.635 | 3.5455 | 0 | 626.1887 | 156.5472
883 | ConEd | Program data | 2014 | 4 | 883 |  | 4 | 642 |  |  |  | 642 | NY Metro | 883 | Program data |  | 1 | 4 | 642 | 626.1887 | contract price | 3.635 | 3.5455 | 0 | 626.1887 | 156.5472
884 | ConEd | Program data | 2014 | 4 | 884 |  | 4 | 642 |  |  |  | 642 | NY Metro | 884 | Program data |  | 1 | 4 | 642 | 626.1887 | contract price | 3.635 | 3.5455 | 0 | 626.1887 | 156.5472
885 | ConEd | Program data | 2014 | 4 | 885 |  | 4 | 642 |  |  |  | 642 | NY Metro | 885 | Program data |  | 1 | 4 | 642 | 626.1887 | contract price | 3.635 | 3.5455 | 0 | 626.1887 | 156.5472
886 | ConEd | Program data | 2014 | 4 | 886 |  | 4 | 642 |  |  |  | 642 | NY Metro | 886 | Program data |  | 1 | 4 | 642 | 626.1887 | contract price | 3.635 | 3.5455 | 0 | 626.1887 | 156.5472
887 | ConEd | Program data | 2014 | 4 | 887 |  | 4 | 642 |  |  |  | 642 | NY Metro | 887 | Program data |  | 1 | 4 | 642 | 626.1887 | contract price | 3.635 | 3.5455 | 0 | 626.1887 | 156.5472
888 | ConEd | Program data | 2014 | 4 | 888 |  | 4 | 642 |  |  |  | 642 | NY Metro | 888 | Program data |  | 1 | 4 | 642 | 626.1887 | contract price | 3.635 | 3.5455 | 0 | 626.1887 | 156.5472
889 | ConEd | Program data | 2014 | 4 | 889 |  | 4 | 642 |  |  |  | 642 | NY Metro | 889 | Program data |  | 1 | 4 | 642 | 626.1887 | contract price | 3.635 | 3.5455 | 0 | 626.1887 | 156.5472
890 | ConEd | Program data | 2014 | 4 | 890 |  | 4 | 642 |  |  |  | 642 | NY Metro | 890 | Program data |  | 1 | 4 | 642 | 626.1887 | contract price | 3.635 | 3.5455 | 0 | 626.1887 | 156.5472
891 | ConEd | Program data | 2014 | 4 | 891 |  | 4 | 506.64 |  |  |  | 506.64 | NY Metro | 891 | Program data |  | 1 | 4 | 506.64 | 494.1624 | contract price | 3.635 | 3.5455 | 0 | 494.1624 | 123.5406
892 | ConEd | Program data | 2014 | 4 | 892 |  | 4 | 506.64 |  |  |  | 506.64 | NY Metro | 892 | Program data |  | 1 | 4 | 506.64 | 494.1624 | contract price | 3.635 | 3.5455 | 0 | 494.1624 | 123.5406
893 | ConEd | Program data | 2014 | 4 | 893 |  | 4 | 506.64 |  |  |  | 506.64 | NY Metro | 893 | Program data |  | 1 | 4 | 506.64 | 494.1624 | contract price | 3.635 | 3.5455 | 0 | 494.1624 | 123.5406
894 | ConEd | Program data | 2014 | 4 | 894 |  | 4 | 506.64 |  |  |  | 506.64 | NY Metro | 894 | Program data |  | 1 | 4 | 506.64 | 494.1624 | contract price | 3.635 | 3.5455 | 0 | 494.1624 | 123.5406
895 | ConEd | Program data | 2014 | 4 | 895 |  | 4 | 506.64 |  |  |  | 506.64 | NY Metro | 895 | Program data |  | 1 | 4 | 506.64 | 494.1624 | contract price | 3.635 | 3.5455 | 0 | 494.1624 | 123.5406
896 | ConEd | Program data | 2014 | 4 | 896 |  | 4 | 506.64 |  |  |  | 506.64 | NY Metro | 896 | Program data |  | 1 | 4 | 506.64 | 494.1624 | contract price | 3.635 | 3.5455 | 0 | 494.1624 | 123.5406
897 | ConEd | Program data | 2014 | 4 | 897 |  | 4 | 506.64 |  |  |  | 506.64 | NY Metro | 897 | Program data |  | 1 | 4 | 506.64 | 494.1624 | contract price | 3.635 | 3.5455 | 0 | 494.1624 | 123.5406
898 | ConEd | Program data | 2014 | 4 | 898 |  | 4 | 506.64 |  |  |  | 506.64 | NY Metro | 898 | Program data |  | 1 | 4 | 506.64 | 494.1624 | contract price | 3.635 | 3.5455 | 0 | 494.1624 | 123.5406
899 | ConEd | Program data | 2014 | 4 | 899 |  | 4 | 506.64 |  |  |  | 506.64 | NY Metro | 899 | Program data |  | 1 | 4 | 506.64 | 494.1624 | contract price | 3.635 | 3.5455 | 0 | 494.1624 | 123.5406
900 | ConEd | Program data | 2014 | 4 | 900 |  | 4 | 506.64 |  |  |  | 506.64 | NY Metro | 900 | Program data |  | 1 | 4 | 506.64 | 494.1624 | contract price | 3.635 | 3.5455 | 0 | 494.1624 | 123.5406
901 | ConEd | Program data | 2014 | 4 | 901 |  | 4 | 506.64 |  |  |  | 506.64 | NY Metro | 901 | Program data |  | 1 | 4 | 506.64 | 494.1624 | contract price | 3.635 | 3.5455 | 0 | 494.1624 | 123.5406
902 | ConEd | Program data | 2014 | 4 | 902 |  | 4 | 506.63 |  |  |  | 506.63 | NY Metro | 902 | Program data |  | 1 | 4 | 506.63 | 494.1526 | contract price | 3.635 | 3.5455 | 0 | 494.1526 | 123.5382
903 | ConEd | Program data | 2014 | 4 | 903 |  | 4 | 506.63 |  |  |  | 506.63 | NY Metro | 903 | Program data |  | 1 | 4 | 506.63 | 494.1526 | contract price | 3.635 | 3.5455 | 0 | 494.1526 | 123.5382
904 | ConEd | Program data | 2014 | 4 | 904 |  | 4 | 506.63 |  |  |  | 506.63 | NY Metro | 904 | Program data |  | 1 | 4 | 506.63 | 494.1526 | contract price | 3.635 | 3.5455 | 0 | 494.1526 | 123.5382
905 | ConEd | Program data | 2014 | 4 | 905 |  | 4 | 506.63 |  |  |  | 506.63 | NY Metro | 905 | Program data |  | 1 | 4 | 506.63 | 494.1526 | contract price | 3.635 | 3.5455 | 0 | 494.1526 | 123.5382
906 | ConEd | Program data | 2014 | 4 | 906 |  | 4 | 642 |  |  |  | 642 | NY Metro | 906 | Program data |  | 1 | 4 | 642 | 626.1887 | contract price | 3.635 | 3.5455 | 0 | 626.1887 | 156.5472
907 | ConEd | Program data | 2014 | 4 | 907 |  | 4 | 642 |  |  |  | 642 | NY Metro | 907 | Program data |  | 1 | 4 | 642 | 626.1887 | contract price | 3.635 | 3.5455 | 0 | 626.1887 | 156.5472
908 | ConEd | Program data | 2014 | 4 | 908 |  | 4 | 642 |  |  |  | 642 | NY Metro | 908 | Program data |  | 1 | 4 | 642 | 626.1887 | contract price | 3.635 | 3.5455 | 0 | 626.1887 | 156.5472
909 | ConEd | Program data | 2014 | 4 | 909 |  | 4 | 642 |  |  |  | 642 | NY Metro | 909 | Program data |  | 1 | 4 | 642 | 626.1887 | contract price | 3.635 | 3.5455 | 0 | 626.1887 | 156.5472
910 | ConEd | Program data | 2014 | 4 | 910 |  | 4 | 642 |  |  |  | 642 | NY Metro | 910 | Program data |  | 1 | 4 | 642 | 626.1887 | contract price | 3.635 | 3.5455 | 0 | 626.1887 | 156.5472
911 | ConEd | Program data | 2014 | 4 | 911 |  | 4 | 642 |  |  |  | 642 | NY Metro | 911 | Program data |  | 1 | 4 | 642 | 626.1887 | contract price | 3.635 | 3.5455 | 0 | 626.1887 | 156.5472
912 | ConEd | Program data | 2014 | 4 | 912 |  | 4 | 642 |  |  |  | 642 | NY Metro | 912 | Program data |  | 1 | 4 | 642 | 626.1887 | contract price | 3.635 | 3.5455 | 0 | 626.1887 | 156.5472
913 | ConEd | Program data | 2014 | 4 | 913 |  | 4 | 642 |  |  |  | 642 | NY Metro | 913 | Program data |  | 1 | 4 | 642 | 626.1887 | contract price | 3.635 | 3.5455 | 0 | 626.1887 | 156.5472
914 | ConEd | Program data | 2014 | 4 | 914 |  | 4 | 642 |  |  |  | 642 | NY Metro | 914 | Program data |  | 1 | 4 | 642 | 626.1887 | contract price | 3.635 | 3.5455 | 0 | 626.1887 | 156.5472
915 | ConEd | Program data | 2014 | 4 | 915 |  | 4 | 642 |  |  |  | 642 | NY Metro | 915 | Program data |  | 1 | 4 | 642 | 626.1887 | contract price | 3.635 | 3.5455 | 0 | 626.1887 | 156.5472
916 | ConEd | Program data | 2014 | 4 | 916 |  | 4 | 642 |  |  |  | 642 | NY Metro | 916 | Program data |  | 1 | 4 | 642 | 626.1887 | contract price | 3.635 | 3.5455 | 0 | 626.1887 | 156.5472
917 | ConEd | Program data | 2014 | 4 | 917 |  | 4 | 642 |  |  |  | 642 | NY Metro | 917 | Program data |  | 1 | 4 | 642 | 626.1887 | contract price | 3.635 | 3.5455 | 0 | 626.1887 | 156.5472
918 | ConEd | Program data | 2014 | 4 | 918 |  | 4 | 642 |  |  |  | 642 | NY Metro | 918 | Program data |  | 1 | 4 | 642 | 626.1887 | contract price | 3.635 | 3.5455 | 0 | 626.1887 | 156.5472
919 | ConEd | Program data | 2014 | 4 | 919 |  | 4 | 506.64 |  |  |  | 506.64 | NY Metro | 919 | Program data |  | 1 | 4 | 506.64 | 494.1624 | contract price | 3.635 | 3.5455 | 0 | 494.1624 | 123.5406
920 | ConEd | Program data | 2014 | 4 | 920 |  | 4 | 506.64 |  |  |  | 506.64 | NY Metro | 920 | Program data |  | 1 | 4 | 506.64 | 494.1624 | contract price | 3.635 | 3.5455 | 0 | 494.1624 | 123.5406
921 | ConEd | Program data | 2014 | 4 | 921 |  | 4 | 506.64 |  |  |  | 506.64 | NY Metro | 921 | Program data |  | 1 | 4 | 506.64 | 494.1624 | contract price | 3.635 | 3.5455 | 0 | 494.1624 | 123.5406
922 | ConEd | Program data | 2014 | 4 | 922 |  | 4 | 506.64 |  |  |  | 506.64 | NY Metro | 922 | Program data |  | 1 | 4 | 506.64 | 494.1624 | contract price | 3.635 | 3.5455 | 0 | 494.1624 | 123.5406
923 | ConEd | Program data | 2014 | 4 | 923 |  | 4 | 506.64 |  |  |  | 506.64 | NY Metro | 923 | Program data |  | 1 | 4 | 506.64 | 494.1624 | contract price | 3.635 | 3.5455 | 0 | 494.1624 | 123.5406
924 | ConEd | Program data | 2014 | 4 | 924 |  | 4 | 506.64 |  |  |  | 506.64 | NY Metro | 924 | Program data |  | 1 | 4 | 506.64 | 494.1624 | contract price | 3.635 | 3.5455 | 0 | 494.1624 | 123.5406
925 | ConEd | Program data | 2014 | 4 | 925 |  | 4 | 506.64 |  |  |  | 506.64 | NY Metro | 925 | Program data |  | 1 | 4 | 506.64 | 494.1624 | contract price | 3.635 | 3.5455 | 0 | 494.1624 | 123.5406
926 | ConEd | Program data | 2014 | 4 | 926 |  | 4 | 506.64 |  |  |  | 506.64 | NY Metro | 926 | Program data |  | 1 | 4 | 506.64 | 494.1624 | contract price | 3.635 | 3.5455 | 0 | 494.1624 | 123.5406
927 | ConEd | Program data | 2014 | 4 | 927 |  | 4 | 506.64 |  |  |  | 506.64 | NY Metro | 927 | Program data |  | 1 | 4 | 506.64 | 494.1624 | contract price | 3.635 | 3.5455 | 0 | 494.1624 | 123.5406
928 | ConEd | Program data | 2014 | 4 | 928 |  | 4 | 506.64 |  |  |  | 506.64 | NY Metro | 928 | Program data |  | 1 | 4 | 506.64 | 494.1624 | contract price | 3.635 | 3.5455 | 0 | 494.1624 | 123.5406
929 | ConEd | Program data | 2014 | 4 | 929 |  | 4 | 506.64 |  |  |  | 506.64 | NY Metro | 929 | Program data |  | 1 | 4 | 506.64 | 494.1624 | contract price | 3.635 | 3.5455 | 0 | 494.1624 | 123.5406
930 | ConEd | Program data | 2014 | 4 | 930 |  | 4 | 506.64 |  |  |  | 506.64 | NY Metro | 930 | Program data |  | 1 | 4 | 506.64 | 494.1624 | contract price | 3.635 | 3.5455 | 0 | 494.1624 | 123.5406
931 | ConEd | Program data | 2014 | 4 | 931 |  | 4 | 506.64 |  |  |  | 506.64 | NY Metro | 931 | Program data |  | 1 | 4 | 506.64 | 494.1624 | contract price | 3.635 | 3.5455 | 0 | 494.1624 | 123.5406
932 | ConEd | Program data | 2014 | 4 | 932 |  | 4 | 506.64 |  |  |  | 506.64 | NY Metro | 932 | Program data |  | 1 | 4 | 506.64 | 494.1624 | contract price | 3.635 | 3.5455 | 0 | 494.1624 | 123.5406
933 | ConEd | Program data | 2014 | 4 | 933 |  | 4 | 506.64 |  |  |  | 506.64 | NY Metro | 933 | Program data |  | 1 | 4 | 506.64 | 494.1624 | contract price | 3.635 | 3.5455 | 0 | 494.1624 | 123.5406
934 | ConEd | Program data | 2014 | 4 | 934 |  | 4 | 506.64 |  |  |  | 506.64 | NY Metro | 934 | Program data |  | 1 | 4 | 506.64 | 494.1624 | contract price | 3.635 | 3.5455 | 0 | 494.1624 | 123.5406
935 | ConEd | Program data | 2014 | 4 | 935 |  | 4 | 506.64 |  |  |  | 506.64 | NY Metro | 935 | Program data |  | 1 | 4 | 506.64 | 494.1624 | contract price | 3.635 | 3.5455 | 0 | 494.1624 | 123.5406
936 | ConEd | Program data | 2014 | 4 | 936 |  | 4 | 506.64 |  |  |  | 506.64 | NY Metro | 936 | Program data |  | 1 | 4 | 506.64 | 494.1624 | contract price | 3.635 | 3.5455 | 0 | 494.1624 | 123.5406
937 | ConEd | Program data | 2014 | 4 | 937 |  | 4 | 642 |  |  |  | 642 | NY Metro | 937 | Program data |  | 1 | 4 | 631.3636 | 615.8143 | contract price | 3.635 | 3.5455 | 3 | 626.4507 | 156.6127
938 | ConEd | Program data | 2014 | 4 | 938 |  | 4 | 642 |  |  |  | 642 | NY Metro | 938 | Program data |  | 1 | 4 | 631.3636 | 615.8143 | contract price | 3.635 | 3.5455 | 3 | 626.4507 | 156.6127
939 | ConEd | Program data | 2014 | 4 | 939 |  | 4 | 642 |  |  |  | 642 | NY Metro | 939 | Program data |  | 1 | 4 | 631.3636 | 615.8143 | contract price | 3.635 | 3.5455 | 3 | 626.4507 | 156.6127
940 | ConEd | Program data | 2014 | 4 | 940 |  | 4 | 642 |  |  |  | 642 | NY Metro | 940 | Program data |  | 1 | 4 | 631.3636 | 615.8143 | contract price | 3.635 | 3.5455 | 3 | 626.4507 | 156.6127
941 | ConEd | Program data | 2014 | 4 | 941 |  | 4 | 642 |  |  |  | 642 | NY Metro | 941 | Program data |  | 1 | 4 | 631.3636 | 615.8143 | contract price | 3.635 | 3.5455 | 3 | 626.4507 | 156.6127
942 | ConEd | Program data | 2014 | 4 | 942 |  | 4 | 642 |  |  |  | 642 | NY Metro | 942 | Program data |  | 1 | 4 | 631.3636 | 615.8143 | contract price | 3.635 | 3.5455 | 3 | 626.4507 | 156.6127
943 | ConEd | Program data | 2014 | 4 | 943 |  | 4 | 642 |  |  |  | 642 | NY Metro | 943 | Program data |  | 1 | 4 | 631.3636 | 615.8143 | contract price | 3.635 | 3.5455 | 3 | 626.4507 | 156.6127
944 | ConEd | Program data | 2014 | 4 | 944 |  | 4 | 642 |  |  |  | 642 | NY Metro | 944 | Program data |  | 1 | 4 | 631.3636 | 615.8143 | contract price | 3.635 | 3.5455 | 3 | 626.4507 | 156.6127
945 | ConEd | Program data | 2014 | 4 | 945 |  | 4 | 642 |  |  |  | 642 | NY Metro | 945 | Program data |  | 1 | 4 | 631.3636 | 615.8143 | contract price | 3.635 | 3.5455 | 3 | 626.4507 | 156.6127
946 | ConEd | Program data | 2014 | 4 | 946 |  | 4 | 642 |  |  |  | 642 | NY Metro | 946 | Program data |  | 1 | 4 | 631.3636 | 615.8143 | contract price | 3.635 | 3.5455 | 3 | 626.4507 | 156.6127
947 | ConEd | Program data | 2014 | 4 | 947 |  | 4 | 642 |  |  |  | 642 | NY Metro | 947 | Program data |  | 1 | 4 | 631.3636 | 615.8143 | contract price | 3.635 | 3.5455 | 3 | 626.4507 | 156.6127
948 | ConEd | Program data | 2014 | 4 | 948 |  | 4 | 642 |  |  |  | 642 | NY Metro | 948 | Program data |  | 1 | 4 | 631.3636 | 615.8143 | contract price | 3.635 | 3.5455 | 3 | 626.4507 | 156.6127
949 | ConEd | Program data | 2014 | 4 | 949 |  | 4 | 642 |  |  |  | 642 | NY Metro | 949 | Program data |  | 1 | 4 | 631.3636 | 615.8143 | contract price | 3.635 | 3.5455 | 3 | 626.4507 | 156.6127
950 | ConEd | Program data | 2014 | 4 | 950 |  | 4 | 642 |  |  |  | 642 | NY Metro | 950 | Program data |  | 1 | 4 | 631.3636 | 615.8143 | contract price | 3.635 | 3.5455 | 3 | 626.4507 | 156.6127
951 | ConEd | Program data | 2014 | 4 | 951 |  | 4 | 642 |  |  |  | 642 | NY Metro | 951 | Program data |  | 1 | 4 | 631.3636 | 615.8143 | contract price | 3.635 | 3.5455 | 3 | 626.4507 | 156.6127
952 | ConEd | Program data | 2014 | 4 | 952 |  | 4 | 642 |  |  |  | 642 | NY Metro | 952 | Program data |  | 1 | 4 | 631.3636 | 615.8143 | contract price | 3.635 | 3.5455 | 3 | 626.4507 | 156.6127
953 | ConEd | Program data | 2014 | 4 | 953 |  | 4 | 642 |  |  |  | 642 | NY Metro | 953 | Program data |  | 1 | 4 | 631.3636 | 615.8143 | contract price | 3.635 | 3.5455 | 3 | 626.4507 | 156.6127
954 | ConEd | Program data | 2014 | 4 | 954 |  | 4 | 642 |  |  |  | 642 | NY Metro | 954 | Program data |  | 1 | 4 | 631.3636 | 615.8143 | contract price | 3.635 | 3.5455 | 3 | 626.4507 | 156.6127
955 | ConEd | Program data | 2014 | 4 | 955 |  | 4 | 642 |  |  |  | 642 | NY Metro | 955 | Program data |  | 1 | 4 | 631.3636 | 615.8143 | contract price | 3.635 | 3.5455 | 3 | 626.4507 | 156.6127
956 | ConEd | Program data | 2014 | 4 | 956 |  | 4 | 642 |  |  |  | 642 | NY Metro | 956 | Program data |  | 1 | 4 | 631.3636 | 615.8143 | contract price | 3.635 | 3.5455 | 3 | 626.4507 | 156.6127
957 | ConEd | Program data | 2014 | 4 | 957 |  | 4 | 642 |  |  |  | 642 | NY Metro | 957 | Program data |  | 1 | 4 | 631.3636 | 615.8143 | contract price | 3.635 | 3.5455 | 3 | 626.4507 | 156.6127
958 | ConEd | Program data | 2014 | 4 | 958 |  | 4 | 642 |  |  |  | 642 | NY Metro | 958 | Program data |  | 1 | 4 | 631.3636 | 615.8143 | contract price | 3.635 | 3.5455 | 3 | 626.4507 | 156.6127
959 | ConEd | Program data | 2014 | 4 | 959 |  | 4 | 642 |  |  |  | 642 | NY Metro | 959 | Program data |  | 1 | 4 | 631.3636 | 615.8143 | contract price | 3.635 | 3.5455 | 3 | 626.4507 | 156.6127
960 | ConEd | Program data | 2014 | 4 | 960 |  | 4 | 642 |  |  |  | 642 | NY Metro | 960 | Program data |  | 1 | 4 | 631.3636 | 615.8143 | contract price | 3.635 | 3.5455 | 3 | 626.4507 | 156.6127
961 | ConEd | Program data | 2014 | 4 | 961 |  | 4 | 642 |  |  |  | 642 | NY Metro | 961 | Program data |  | 1 | 4 | 631.3636 | 615.8143 | contract price | 3.635 | 3.5455 | 3 | 626.4507 | 156.6127
962 | ConEd | Program data | 2014 | 4 | 962 |  | 4 | 642 |  |  |  | 642 | NY Metro | 962 | Program data |  | 1 | 4 | 631.3636 | 615.8143 | contract price | 3.635 | 3.5455 | 3 | 626.4507 | 156.6127
963 | ConEd | Program data | 2014 | 4 | 963 |  | 4 | 642 |  |  |  | 642 | NY Metro | 963 | Program data |  | 1 | 4 | 631.3636 | 615.8143 | contract price | 3.635 | 3.5455 | 3 | 626.4507 | 156.6127
964 | ConEd | Program data | 2014 | 4 | 964 |  | 4 | 642 |  |  |  | 642 | NY Metro | 964 | Program data |  | 1 | 4 | 631.3636 | 615.8143 | contract price | 3.635 | 3.5455 | 3 | 626.4507 | 156.6127
965 | ConEd | Program data | 2014 | 4 | 965 |  | 4 | 642 |  |  |  | 642 | NY Metro | 965 | Program data |  | 1 | 4 | 631.3636 | 615.8143 | contract price | 3.635 | 3.5455 | 3 | 626.4507 | 156.6127
966 | ConEd | Program data | 2014 | 4 | 966 |  | 4 | 642 |  |  |  | 642 | NY Metro | 966 | Program data |  | 1 | 4 | 631.3636 | 615.8143 | contract price | 3.635 | 3.5455 | 3 | 626.4507 | 156.6127
967 | ConEd | Program data | 2014 | 4 | 967 |  | 4 | 642 |  |  |  | 642 | NY Metro | 967 | Program data |  | 1 | 4 | 631.3636 | 615.8143 | contract price | 3.635 | 3.5455 | 3 | 626.4507 | 156.6127
968 | ConEd | Program data | 2014 | 4 | 968 |  | 4 | 505 |  |  |  | 505 | NY Metro | 968 | Program data |  | 1 | 4 | 494.3636 | 482.1883 | contract price | 3.635 | 3.5455 | 3 | 492.8247 | 123.2062
969 | ConEd | Program data | 2014 | 4 | 969 |  | 4 | 642 |  |  |  | 642 | NY Metro | 969 | Program data |  | 1 | 4 | 631.3636 | 615.8143 | contract price | 3.635 | 3.5455 | 3 | 626.4507 | 156.6127
970 | ConEd | Program data | 2014 | 4 | 970 |  | 4 | 642 |  |  |  | 642 | NY Metro | 970 | Program data |  | 1 | 4 | 631.3636 | 615.8143 | contract price | 3.635 | 3.5455 | 3 | 626.4507 | 156.6127
971 | ConEd | Program data | 2014 | 4 | 971 |  | 4 | 642 |  |  |  | 642 | NY Metro | 971 | Program data |  | 1 | 4 | 631.3636 | 615.8143 | contract price | 3.635 | 3.5455 | 3 | 626.4507 | 156.6127
972 | ConEd | Program data | 2014 | 4 | 972 |  | 4 | 642 |  |  |  | 642 | NY Metro | 972 | Program data |  | 1 | 4 | 631.3636 | 615.8143 | contract price | 3.635 | 3.5455 | 3 | 626.4507 | 156.6127
973 | ConEd | Program data | 2014 | 4 | 973 |  | 4 | 642 |  |  |  | 642 | NY Metro | 973 | Program data |  | 1 | 4 | 631.3636 | 615.8143 | contract price | 3.635 | 3.5455 | 3 | 626.4507 | 156.6127
974 | ConEd | Program data | 2014 | 4 | 974 |  | 4 | 642 |  |  |  | 642 | NY Metro | 974 | Program data |  | 1 | 4 | 631.3636 | 615.8143 | contract price | 3.635 | 3.5455 | 3 | 626.4507 | 156.6127
975 | ConEd | Program data | 2014 | 4 | 975 |  | 4 | 642 |  |  |  | 642 | NY Metro | 975 | Program data |  | 1 | 4 | 631.3636 | 615.8143 | contract price | 3.635 | 3.5455 | 3 | 626.4507 | 156.6127
976 | ConEd | Program data | 2014 | 4 | 976 |  | 4 | 642 |  |  |  | 642 | NY Metro | 976 | Program data |  | 1 | 4 | 631.3636 | 615.8143 | contract price | 3.635 | 3.5455 | 3 | 626.4507 | 156.6127
977 | ConEd | Program data | 2014 | 4 | 977 |  | 4 | 642 |  |  |  | 642 | NY Metro | 977 | Program data |  | 1 | 4 | 631.3636 | 615.8143 | contract price | 3.635 | 3.5455 | 3 | 626.4507 | 156.6127
978 | ConEd | Program data | 2014 | 4 | 978 |  | 4 | 642 |  |  |  | 642 | NY Metro | 978 | Program data |  | 1 | 4 | 631.3636 | 615.8143 | contract price | 3.635 | 3.5455 | 3 | 626.4507 | 156.6127
979 | ConEd | Program data | 2014 | 4 | 979 |  | 4 | 642 |  |  |  | 642 | NY Metro | 979 | Program data |  | 1 | 4 | 631.3636 | 615.8143 | contract price | 3.635 | 3.5455 | 3 | 626.4507 | 156.6127
980 | ConEd | Program data | 2014 | 4 | 980 |  | 4 | 642 |  |  |  | 642 | NY Metro | 980 | Program data |  | 1 | 4 | 631.3636 | 615.8143 | contract price | 3.635 | 3.5455 | 3 | 626.4507 | 156.6127
981 | ConEd | Program data | 2014 | 4 | 981 |  | 4 | 642 |  |  |  | 642 | NY Metro | 981 | Program data |  | 1 | 4 | 631.3636 | 615.8143 | contract price | 3.635 | 3.5455 | 3 | 626.4507 | 156.6127
982 | ConEd | Program data | 2014 | 4 | 982 |  | 4 | 642 |  |  |  | 642 | NY Metro | 982 | Program data |  | 1 | 4 | 631.3636 | 615.8143 | contract price | 3.635 | 3.5455 | 3 | 626.4507 | 156.6127
983 | ConEd | Program data | 2014 | 4 | 983 |  | 4 | 642 |  |  |  | 642 | NY Metro | 983 | Program data |  | 1 | 4 | 631.3636 | 615.8143 | contract price | 3.635 | 3.5455 | 3 | 626.4507 | 156.6127
984 | ConEd | Program data | 2014 | 4 | 984 |  | 4 | 642 |  |  |  | 642 | NY Metro | 984 | Program data |  | 1 | 4 | 631.3636 | 615.8143 | contract price | 3.635 | 3.5455 | 3 | 626.4507 | 156.6127
985 | ConEd | Program data | 2014 | 4 | 985 |  | 4 | 642 |  |  |  | 642 | NY Metro | 985 | Program data |  | 1 | 4 | 631.3636 | 615.8143 | contract price | 3.635 | 3.5455 | 3 | 626.4507 | 156.6127
986 | ConEd | Program data | 2014 | 4 | 986 |  | 4 | 642 |  |  |  | 642 | NY Metro | 986 | Program data |  | 1 | 4 | 631.3636 | 615.8143 | contract price | 3.635 | 3.5455 | 3 | 626.4507 | 156.6127
987 | ConEd | Program data | 2014 | 4 | 987 |  | 4 | 642 |  |  |  | 642 | NY Metro | 987 | Program data |  | 1 | 4 | 631.3636 | 615.8143 | contract price | 3.635 | 3.5455 | 3 | 626.4507 | 156.6127
988 | ConEd | Program data | 2014 | 4 | 988 |  | 4 | 642 |  |  |  | 642 | NY Metro | 988 | Program data |  | 1 | 4 | 631.3636 | 615.8143 | contract price | 3.635 | 3.5455 | 3 | 626.4507 | 156.6127
989 | ConEd | Program data | 2014 | 4 | 989 |  | 4 | 642 |  |  |  | 642 | NY Metro | 989 | Program data |  | 1 | 4 | 631.3636 | 615.8143 | contract price | 3.635 | 3.5455 | 3 | 626.4507 | 156.6127
990 | ConEd | Program data | 2014 | 4 | 990 |  | 4 | 642 |  |  |  | 642 | NY Metro | 990 | Program data |  | 1 | 4 | 631.3636 | 615.8143 | contract price | 3.635 | 3.5455 | 3 | 626.4507 | 156.6127
997 | ConEd | Program data | 2014 | 4 | 997 |  | 4 | 642 |  |  |  | 642 | NY Metro | 997 | Program data |  | 1 | 4 | 631.3636 | 615.8143 | contract price | 3.635 | 3.5455 | 3 | 626.4507 | 156.6127
998 | ConEd | Program data | 2014 | 4 | 998 |  | 4 | 642 |  |  |  | 642 | NY Metro | 998 | Program data |  | 1 | 4 | 631.3636 | 615.8143 | contract price | 3.635 | 3.5455 | 3 | 626.4507 | 156.6127
999 | ConEd | Program data | 2014 | 4 | 999 |  | 4 | 642 |  |  |  | 642 | NY Metro | 999 | Program data |  | 1 | 4 | 631.3636 | 615.8143 | contract price | 3.635 | 3.5455 | 3 | 626.4507 | 156.6127
1000 | ConEd | Program data | 2014 | 4 | 1000 |  | 4 | 642 |  |  |  | 642 | NY Metro | 1000 | Program data |  | 1 | 4 | 631.3636 | 615.8143 | contract price | 3.635 | 3.5455 | 3 | 626.4507 | 156.6127
1001 | ConEd | Program data | 2014 | 4 | 1001 |  | 4 | 642 |  |  |  | 642 | NY Metro | 1001 | Program data |  | 1 | 4 | 631.3636 | 615.8143 | contract price | 3.635 | 3.5455 | 3 | 626.4507 | 156.6127
1002 | ConEd | Program data | 2014 | 4 | 1002 |  | 4 | 642 |  |  |  | 642 | NY Metro | 1002 | Program data |  | 1 | 4 | 631.3636 | 615.8143 | contract price | 3.635 | 3.5455 | 3 | 626.4507 | 156.6127
1003 | ConEd | Program data | 2014 | 4 | 1003 |  | 4 | 642 |  |  |  | 642 | NY Metro | 1003 | Program data |  | 1 | 4 | 631.3636 | 615.8143 | contract price | 3.635 | 3.5455 | 3 | 626.4507 | 156.6127
1004 | ConEd | Program data | 2014 | 4 | 1004 |  | 4 | 642 |  |  |  | 642 | NY Metro | 1004 | Program data |  | 1 | 4 | 631.3636 | 615.8143 | contract price | 3.635 | 3.5455 | 3 | 626.4507 | 156.6127
1005 | ConEd | Program data | 2014 | 4 | 1005 |  | 4 | 642 |  |  |  | 642 | NY Metro | 1005 | Program data |  | 1 | 4 | 631.3636 | 615.8143 | contract price | 3.635 | 3.5455 | 3 | 626.4507 | 156.6127
1006 | ConEd | Program data | 2014 | 4 | 1006 |  | 4 | 642 |  |  |  | 642 | NY Metro | 1006 | Program data |  | 1 | 4 | 631.3636 | 615.8143 | contract price | 3.635 | 3.5455 | 3 | 626.4507 | 156.6127
1007 | ConEd | Program data | 2014 | 4 | 1007 |  | 4 | 642 |  |  |  | 642 | NY Metro | 1007 | Program data |  | 1 | 4 | 631.3636 | 615.8143 | contract price | 3.635 | 3.5455 | 3 | 626.4507 | 156.6127
1008 | ConEd | Program data | 2014 | 4 | 1008 |  | 4 | 642 |  |  |  | 642 | NY Metro | 1008 | Program data |  | 1 | 4 | 631.3636 | 615.8143 | contract price | 3.635 | 3.5455 | 3 | 626.4507 | 156.6127
1009 | ConEd | Program data | 2014 | 4 | 1009 |  | 4 | 642 |  |  |  | 642 | NY Metro | 1009 | Program data |  | 1 | 4 | 631.3636 | 615.8143 | contract price | 3.635 | 3.5455 | 3 | 626.4507 | 156.6127
1010 | ConEd | Program data | 2014 | 4 | 1010 |  | 4 | 642 |  |  |  | 642 | NY Metro | 1010 | Program data |  | 1 | 4 | 631.3636 | 615.8143 | contract price | 3.635 | 3.5455 | 3 | 626.4507 | 156.6127
1011 | ConEd | Program data | 2014 | 4 | 1011 |  | 4 | 642 |  |  |  | 642 | NY Metro | 1011 | Program data |  | 1 | 4 | 631.3636 | 615.8143 | contract price | 3.635 | 3.5455 | 3 | 626.4507 | 156.6127
1012 | ConEd | Program data | 2014 | 4 | 1012 |  | 4 | 642 |  |  |  | 642 | NY Metro | 1012 | Program data |  | 1 | 4 | 631.3636 | 615.8143 | contract price | 3.635 | 3.5455 | 3 | 626.4507 | 156.6127
1013 | ConEd | Program data | 2014 | 4 | 1013 |  | 4 | 642 |  |  |  | 642 | NY Metro | 1013 | Program data |  | 1 | 4 | 631.3636 | 615.8143 | contract price | 3.635 | 3.5455 | 3 | 626.4507 | 156.6127
1014 | ConEd | Program data | 2014 | 4 | 1014 |  | 4 | 642 |  |  |  | 642 | NY Metro | 1014 | Program data |  | 1 | 4 | 631.3636 | 615.8143 | contract price | 3.635 | 3.5455 | 3 | 626.4507 | 156.6127
1015 | ConEd | Program data | 2014 | 4 | 1015 |  | 4 | 642 |  |  |  | 642 | NY Metro | 1015 | Program data |  | 1 | 4 | 631.3636 | 615.8143 | contract price | 3.635 | 3.5455 | 3 | 626.4507 | 156.6127
1016 | ConEd | Program data | 2014 | 4 | 1016 |  | 4 | 642 |  |  |  | 642 | NY Metro | 1016 | Program data |  | 1 | 4 | 631.3636 | 615.8143 | contract price | 3.635 | 3.5455 | 3 | 626.4507 | 156.6127
1017 | ConEd | Program data | 2014 | 4 | 1017 |  | 4 | 642 |  |  |  | 642 | NY Metro | 1017 | Program data |  | 1 | 4 | 631.3636 | 615.8143 | contract price | 3.635 | 3.5455 | 3 | 626.4507 | 156.6127
1018 | ConEd | Program data | 2014 | 4 | 1018 |  | 4 | 642 |  |  |  | 642 | NY Metro | 1018 | Program data |  | 1 | 4 | 631.3636 | 615.8143 | contract price | 3.635 | 3.5455 | 3 | 626.4507 | 156.6127
1019 | ConEd | Program data | 2014 | 4 | 1019 |  | 4 | 642 |  |  |  | 642 | NY Metro | 1019 | Program data |  | 1 | 4 | 631.3636 | 615.8143 | contract price | 3.635 | 3.5455 | 3 | 626.4507 | 156.6127
1020 | ConEd | Program data | 2014 | 4 | 1020 |  | 4 | 642 |  |  |  | 642 | NY Metro | 1020 | Program data |  | 1 | 4 | 631.3636 | 615.8143 | contract price | 3.635 | 3.5455 | 3 | 626.4507 | 156.6127
1838 | ConEd | Program data | 2014 | 4 | 1838 |  | 4 | 642 |  |  |  | 642 | NY Metro | 1838 | Program data |  | 1 | 4 | 642 | 626.1887 | contract price | 3.635 | 3.5455 | 0 | 626.1887 | 156.5472
1839 | ConEd | Program data | 2014 | 4 | 1839 |  | 4 | 642 |  |  |  | 642 | NY Metro | 1839 | Program data |  | 1 | 4 | 642 | 626.1887 | contract price | 3.635 | 3.5455 | 0 | 626.1887 | 156.5472
1840 | ConEd | Program data | 2014 | 4 | 1840 |  | 4 | 642 |  |  |  | 642 | NY Metro | 1840 | Program data |  | 1 | 4 | 642 | 626.1887 | contract price | 3.635 | 3.5455 | 0 | 626.1887 | 156.5472
1841 | ConEd | Program data | 2014 | 4 | 1841 |  | 4 | 642 |  |  |  | 642 | NY Metro | 1841 | Program data |  | 1 | 4 | 642 | 626.1887 | contract price | 3.635 | 3.5455 | 0 | 626.1887 | 156.5472
1842 | ConEd | Program data | 2014 | 4 | 1842 |  | 4 | 642 |  |  |  | 642 | NY Metro | 1842 | Program data |  | 1 | 4 | 642 | 626.1887 | contract price | 3.635 | 3.5455 | 0 | 626.1887 | 156.5472
1843 | ConEd | Program data | 2014 | 4 | 1843 |  | 4 | 642 |  |  |  | 642 | NY Metro | 1843 | Program data |  | 1 | 4 | 642 | 626.1887 | contract price | 3.635 | 3.5455 | 0 | 626.1887 | 156.5472
1844 | ConEd | Program data | 2014 | 4 | 1844 |  | 4 | 642 |  |  |  | 642 | NY Metro | 1844 | Program data |  | 1 | 4 | 642 | 626.1887 | contract price | 3.635 | 3.5455 | 0 | 626.1887 | 156.5472
1845 | ConEd | Program data | 2014 | 4 | 1845 |  | 4 | 642 |  |  |  | 642 | NY Metro | 1845 | Program data |  | 1 | 4 | 642 | 626.1887 | contract price | 3.635 | 3.5455 | 0 | 626.1887 | 156.5472
1846 | ConEd | Program data | 2014 | 4 | 1846 |  | 4 | 642 |  |  |  | 642 | NY Metro | 1846 | Program data |  | 1 | 4 | 642 | 626.1887 | contract price | 3.635 | 3.5455 | 0 | 626.1887 | 156.5472
1847 | ConEd | Program data | 2014 | 4 | 1847 |  | 4 | 642 |  |  |  | 642 | NY Metro | 1847 | Program data |  | 1 | 4 | 642 | 626.1887 | contract price | 3.635 | 3.5455 | 0 | 626.1887 | 156.5472
1848 | ConEd | Program data | 2014 | 4 | 1848 |  | 4 | 642 |  |  |  | 642 | NY Metro | 1848 | Program data |  | 1 | 4 | 642 | 626.1887 | contract price | 3.635 | 3.5455 | 0 | 626.1887 | 156.5472
1849 | ConEd | Program data | 2014 | 4 | 1849 |  | 4 | 642 |  |  |  | 642 | NY Metro | 1849 | Program data |  | 1 | 4 | 642 | 626.1887 | contract price | 3.635 | 3.5455 | 0 | 626.1887 | 156.5472
1850 | ConEd | Program data | 2014 | 4 | 1850 |  | 4 | 642 |  |  |  | 642 | NY Metro | 1850 | Program data |  | 1 | 4 | 642 | 626.1887 | contract price | 3.635 | 3.5455 | 0 | 626.1887 | 156.5472
1851 | ConEd | Program data | 2014 | 4 | 1851 |  | 4 | 642 |  |  |  | 642 | NY Metro | 1851 | Program data |  | 1 | 4 | 642 | 626.1887 | contract price | 3.635 | 3.5455 | 0 | 626.1887 | 156.5472
1852 | ConEd | Program data | 2014 | 4 | 1852 |  | 4 | 642 |  |  |  | 642 | NY Metro | 1852 | Program data |  | 1 | 4 | 642 | 626.1887 | contract price | 3.635 | 3.5455 | 0 | 626.1887 | 156.5472
1853 | ConEd | Program data | 2014 | 4 | 1853 |  | 4 | 642 |  |  |  | 642 | NY Metro | 1853 | Program data |  | 1 | 4 | 642 | 626.1887 | contract price | 3.635 | 3.5455 | 0 | 626.1887 | 156.5472
1854 | ConEd | Program data | 2014 | 4 | 1854 |  | 4 | 642 |  |  |  | 642 | NY Metro | 1854 | Program data |  | 1 | 4 | 642 | 626.1887 | contract price | 3.635 | 3.5455 | 0 | 626.1887 | 156.5472
1855 | ConEd | Program data | 2014 | 4 | 1855 |  | 4 | 642 |  |  |  | 642 | NY Metro | 1855 | Program data |  | 1 | 4 | 642 | 626.1887 | contract price | 3.635 | 3.5455 | 0 | 626.1887 | 156.5472
1856 | ConEd | Program data | 2014 | 4 | 1856 |  | 4 | 642 |  |  |  | 642 | NY Metro | 1856 | Program data |  | 1 | 4 | 642 | 626.1887 | contract price | 3.635 | 3.5455 | 0 | 626.1887 | 156.5472
1857 | ConEd | Program data | 2014 | 4 | 1857 |  | 4 | 642 |  |  |  | 642 | NY Metro | 1857 | Program data |  | 1 | 4 | 642 | 626.1887 | contract price | 3.635 | 3.5455 | 0 | 626.1887 | 156.5472
1858 | ConEd | Program data | 2014 | 4 | 1858 |  | 4 | 642 |  |  |  | 642 | NY Metro | 1858 | Program data |  | 1 | 4 | 642 | 626.1887 | contract price | 3.635 | 3.5455 | 0 | 626.1887 | 156.5472
1859 | ConEd | Program data | 2014 | 4 | 1859 |  | 4 | 642 |  |  |  | 642 | NY Metro | 1859 | Program data |  | 1 | 4 | 642 | 626.1887 | contract price | 3.635 | 3.5455 | 0 | 626.1887 | 156.5472
1860 | ConEd | Program data | 2014 | 4 | 1860 |  | 4 | 642 |  |  |  | 642 | NY Metro | 1860 | Program data |  | 1 | 4 | 642 | 626.1887 | contract price | 3.635 | 3.5455 | 0 | 626.1887 | 156.5472
1861 | ConEd | Program data | 2014 | 4 | 1861 |  | 4 | 642 |  |  |  | 642 | NY Metro | 1861 | Program data |  | 1 | 4 | 642 | 626.1887 | contract price | 3.635 | 3.5455 | 0 | 626.1887 | 156.5472
1862 | ConEd | Program data | 2014 | 4 | 1862 |  | 4 | 642 |  |  |  | 642 | NY Metro | 1862 | Program data |  | 1 | 4 | 642 | 626.1887 | contract price | 3.635 | 3.5455 | 0 | 626.1887 | 156.5472
1863 | ConEd | Program data | 2014 | 4 | 1863 |  | 4 | 642 |  |  |  | 642 | NY Metro | 1863 | Program data |  | 1 | 4 | 642 | 626.1887 | contract price | 3.635 | 3.5455 | 0 | 626.1887 | 156.5472
1864 | ConEd | Program data | 2014 | 4 | 1864 |  | 4 | 642 |  |  |  | 642 | NY Metro | 1864 | Program data |  | 1 | 4 | 642 | 626.1887 | contract price | 3.635 | 3.5455 | 0 | 626.1887 | 156.5472
1865 | ConEd | Program data | 2014 | 4 | 1865 |  | 4 | 642 |  |  |  | 642 | NY Metro | 1865 | Program data |  | 1 | 4 | 642 | 626.1887 | contract price | 3.635 | 3.5455 | 0 | 626.1887 | 156.5472
1866 | ConEd | Program data | 2014 | 4 | 1866 |  | 4 | 642 |  |  |  | 642 | NY Metro | 1866 | Program data |  | 1 | 4 | 642 | 626.1887 | contract price | 3.635 | 3.5455 | 0 | 626.1887 | 156.5472
1867 | ConEd | Program data | 2014 | 4 | 1867 |  | 4 | 642 |  |  |  | 642 | NY Metro | 1867 | Program data |  | 1 | 4 | 642 | 626.1887 | contract price | 3.635 | 3.5455 | 0 | 626.1887 | 156.5472
1819 | ConEd | Program data | 2014 | 4 | 1819 |  | 4 | 642 |  |  |  | 642 | NY Metro | 1819 | Program data |  | 1 | 4 | 642 | 626.1887 | contract price | 3.635 | 3.5455 | 0 | 626.1887 | 156.5472
1820 | ConEd | Program data | 2014 | 4 | 1820 |  | 4 | 642 |  |  |  | 642 | NY Metro | 1820 | Program data |  | 1 | 4 | 642 | 626.1887 | contract price | 3.635 | 3.5455 | 0 | 626.1887 | 156.5472
1821 | ConEd | Program data | 2014 | 4 | 1821 |  | 4 | 642 |  |  |  | 642 | NY Metro | 1821 | Program data |  | 1 | 4 | 642 | 626.1887 | contract price | 3.635 | 3.5455 | 0 | 626.1887 | 156.5472
1822 | ConEd | Program data | 2014 | 4 | 1822 |  | 4 | 642 |  |  |  | 642 | NY Metro | 1822 | Program data |  | 1 | 4 | 642 | 626.1887 | contract price | 3.635 | 3.5455 | 0 | 626.1887 | 156.5472
1823 | ConEd | Program data | 2014 | 4 | 1823 |  | 4 | 642 |  |  |  | 642 | NY Metro | 1823 | Program data |  | 1 | 4 | 642 | 626.1887 | contract price | 3.635 | 3.5455 | 0 | 626.1887 | 156.5472
1824 | ConEd | Program data | 2014 | 4 | 1824 |  | 4 | 642 |  |  |  | 642 | NY Metro | 1824 | Program data |  | 1 | 4 | 642 | 626.1887 | contract price | 3.635 | 3.5455 | 0 | 626.1887 | 156.5472
1825 | ConEd | Program data | 2014 | 4 | 1825 |  | 4 | 642 |  |  |  | 642 | NY Metro | 1825 | Program data |  | 1 | 4 | 642 | 626.1887 | contract price | 3.635 | 3.5455 | 0 | 626.1887 | 156.5472
1826 | ConEd | Program data | 2014 | 4 | 1826 |  | 4 | 642 |  |  |  | 642 | NY Metro | 1826 | Program data |  | 1 | 4 | 642 | 626.1887 | contract price | 3.635 | 3.5455 | 0 | 626.1887 | 156.5472
1827 | ConEd | Program data | 2014 | 4 | 1827 |  | 4 | 642 |  |  |  | 642 | NY Metro | 1827 | Program data |  | 1 | 4 | 642 | 626.1887 | contract price | 3.635 | 3.5455 | 0 | 626.1887 | 156.5472
1828 | ConEd | Program data | 2014 | 4 | 1828 |  | 4 | 642 |  |  |  | 642 | NY Metro | 1828 | Program data |  | 1 | 4 | 642 | 626.1887 | contract price | 3.635 | 3.5455 | 0 | 626.1887 | 156.5472
1829 | ConEd | Program data | 2014 | 4 | 1829 |  | 4 | 642 |  |  |  | 642 | NY Metro | 1829 | Program data |  | 1 | 4 | 642 | 626.1887 | contract price | 3.635 | 3.5455 | 0 | 626.1887 | 156.5472
1830 | ConEd | Program data | 2014 | 4 | 1830 |  | 4 | 642 |  |  |  | 642 | NY Metro | 1830 | Program data |  | 1 | 4 | 642 | 626.1887 | contract price | 3.635 | 3.5455 | 0 | 626.1887 | 156.5472
1831 | ConEd | Program data | 2014 | 4 | 1831 |  | 4 | 642 |  |  |  | 642 | NY Metro | 1831 | Program data |  | 1 | 4 | 642 | 626.1887 | contract price | 3.635 | 3.5455 | 0 | 626.1887 | 156.5472
1832 | ConEd | Program data | 2014 | 4 | 1832 |  | 4 | 642 |  |  |  | 642 | NY Metro | 1832 | Program data |  | 1 | 4 | 642 | 626.1887 | contract price | 3.635 | 3.5455 | 0 | 626.1887 | 156.5472
1833 | ConEd | Program data | 2014 | 4 | 1833 |  | 4 | 642 |  |  |  | 642 | NY Metro | 1833 | Program data |  | 1 | 4 | 642 | 626.1887 | contract price | 3.635 | 3.5455 | 0 | 626.1887 | 156.5472
1834 | ConEd | Program data | 2014 | 4 | 1834 |  | 4 | 642 |  |  |  | 642 | NY Metro | 1834 | Program data |  | 1 | 4 | 642 | 626.1887 | contract price | 3.635 | 3.5455 | 0 | 626.1887 | 156.5472
1835 | ConEd | Program data | 2014 | 4 | 1835 |  | 4 | 642 |  |  |  | 642 | NY Metro | 1835 | Program data |  | 1 | 4 | 642 | 626.1887 | contract price | 3.635 | 3.5455 | 0 | 626.1887 | 156.5472
1836 | ConEd | Program data | 2014 | 4 | 1836 |  | 4 | 642 |  |  |  | 642 | NY Metro | 1836 | Program data |  | 1 | 4 | 642 | 626.1887 | contract price | 3.635 | 3.5455 | 0 | 626.1887 | 156.5472
1837 | ConEd | Program data | 2014 | 4 | 1837 |  | 4 | 642 |  |  |  | 642 | NY Metro | 1837 | Program data |  | 1 | 4 | 642 | 626.1887 | contract price | 3.635 | 3.5455 | 0 | 626.1887 | 156.5472
1868 | ConEd | Program data | 2014 | 4 | 1868 |  | 4 | 642 |  |  |  | 642 | NY Metro | 1868 | Program data |  | 1 | 4 | 642 | 626.1887 | contract price | 3.635 | 3.5455 | 0 | 626.1887 | 156.5472
1814 | ConEd | Program data | 2014 | 4 | 1814 |  | 4 | 642 |  |  |  | 642 | NY Metro | 1814 | Program data |  | 1 | 4 | 642 | 626.1887 | contract price | 3.635 | 3.5455 | 0 | 626.1887 | 156.5472
1815 | ConEd | Program data | 2014 | 4 | 1815 |  | 4 | 642 |  |  |  | 642 | NY Metro | 1815 | Program data |  | 1 | 4 | 642 | 626.1887 | contract price | 3.635 | 3.5455 | 0 | 626.1887 | 156.5472
1816 | ConEd | Program data | 2014 | 4 | 1816 |  | 4 | 642 |  |  |  | 642 | NY Metro | 1816 | Program data |  | 1 | 4 | 642 | 626.1887 | contract price | 3.635 | 3.5455 | 0 | 626.1887 | 156.5472
1817 | ConEd | Program data | 2014 | 4 | 1817 |  | 4 | 642 |  |  |  | 642 | NY Metro | 1817 | Program data |  | 1 | 4 | 642 | 626.1887 | contract price | 3.635 | 3.5455 | 0 | 626.1887 | 156.5472
1818 | ConEd | Program data | 2014 | 4 | 1818 |  | 4 | 642 |  |  |  | 642 | NY Metro | 1818 | Program data |  | 1 | 4 | 642 | 626.1887 | contract price | 3.635 | 3.5455 | 0 | 626.1887 | 156.5472
1021 | ConEd | Program data | 2014 | 4 | 1021 |  | 4 | 506.63 |  |  |  | 506.63 | NY Metro | 1021 | Program data |  | 1 | 4 | 506.63 | 494.1526 | contract price | 3.635 | 3.5455 | 0 | 494.1526 | 123.5382
1022 | ConEd | Program data | 2014 | 4 | 1022 |  | 4 | 506.63 |  |  |  | 506.63 | NY Metro | 1022 | Program data |  | 1 | 4 | 506.63 | 494.1526 | contract price | 3.635 | 3.5455 | 0 | 494.1526 | 123.5382
1023 | ConEd | Program data | 2014 | 4 | 1023 |  | 4 | 506.64 |  |  |  | 506.64 | NY Metro | 1023 | Program data |  | 1 | 4 | 506.64 | 494.1624 | contract price | 3.635 | 3.5455 | 0 | 494.1624 | 123.5406
1024 | ConEd | Program data | 2014 | 4 | 1024 |  | 4 | 506.64 |  |  |  | 506.64 | NY Metro | 1024 | Program data |  | 1 | 4 | 506.64 | 494.1624 | contract price | 3.635 | 3.5455 | 0 | 494.1624 | 123.5406
1025 | ConEd | Program data | 2014 | 4 | 1025 |  | 4 | 506.64 |  |  |  | 506.64 | NY Metro | 1025 | Program data |  | 1 | 4 | 506.64 | 494.1624 | contract price | 3.635 | 3.5455 | 0 | 494.1624 | 123.5406
1026 | ConEd | Program data | 2014 | 4 | 1026 |  | 4 | 506.64 |  |  |  | 506.64 | NY Metro | 1026 | Program data |  | 1 | 4 | 506.64 | 494.1624 | contract price | 3.635 | 3.5455 | 0 | 494.1624 | 123.5406
1027 | ConEd | Program data | 2014 | 4 | 1027 |  | 4 | 506.64 |  |  |  | 506.64 | NY Metro | 1027 | Program data |  | 1 | 4 | 506.64 | 494.1624 | contract price | 3.635 | 3.5455 | 0 | 494.1624 | 123.5406
1028 | ConEd | Program data | 2014 | 4 | 1028 |  | 4 | 506.64 |  |  |  | 506.64 | NY Metro | 1028 | Program data |  | 1 | 4 | 506.64 | 494.1624 | contract price | 3.635 | 3.5455 | 0 | 494.1624 | 123.5406
1029 | ConEd | Program data | 2014 | 4 | 1029 |  | 4 | 642 |  |  |  | 642 | NY Metro | 1029 | Program data |  | 1 | 4 | 642 | 626.1887 | contract price | 3.635 | 3.5455 | 0 | 626.1887 | 156.5472
1030 | ConEd | Program data | 2014 | 4 | 1030 |  | 4 | 642 |  |  |  | 642 | NY Metro | 1030 | Program data |  | 1 | 4 | 642 | 626.1887 | contract price | 3.635 | 3.5455 | 0 | 626.1887 | 156.5472
1031 | ConEd | Program data | 2014 | 4 | 1031 |  | 4 | 642 |  |  |  | 642 | NY Metro | 1031 | Program data |  | 1 | 4 | 642 | 626.1887 | contract price | 3.635 | 3.5455 | 0 | 626.1887 | 156.5472
1032 | ConEd | Program data | 2014 | 4 | 1032 |  | 4 | 642 |  |  |  | 642 | NY Metro | 1032 | Program data |  | 1 | 4 | 642 | 626.1887 | contract price | 3.635 | 3.5455 | 0 | 626.1887 | 156.5472
1033 | ConEd | Program data | 2014 | 4 | 1033 |  | 4 | 642 |  |  |  | 642 | NY Metro | 1033 | Program data |  | 1 | 4 | 642 | 626.1887 | contract price | 3.635 | 3.5455 | 0 | 626.1887 | 156.5472
1034 | ConEd | Program data | 2014 | 4 | 1034 |  | 4 | 642 |  |  |  | 642 | NY Metro | 1034 | Program data |  | 1 | 4 | 642 | 626.1887 | contract price | 3.635 | 3.5455 | 0 | 626.1887 | 156.5472
1035 | ConEd | Program data | 2014 | 4 | 1035 |  | 4 | 642 |  |  |  | 642 | NY Metro | 1035 | Program data |  | 1 | 4 | 642 | 626.1887 | contract price | 3.635 | 3.5455 | 0 | 626.1887 | 156.5472
1036 | ConEd | Program data | 2014 | 4 | 1036 |  | 4 | 642 |  |  |  | 642 | NY Metro | 1036 | Program data |  | 1 | 4 | 642 | 626.1887 | contract price | 3.635 | 3.5455 | 0 | 626.1887 | 156.5472
1037 | ConEd | Program data | 2014 | 4 | 1037 |  | 4 | 642 |  |  |  | 642 | NY Metro | 1037 | Program data |  | 1 | 4 | 642 | 626.1887 | contract price | 3.635 | 3.5455 | 0 | 626.1887 | 156.5472
1038 | ConEd | Program data | 2014 | 4 | 1038 |  | 4 | 642 |  |  |  | 642 | NY Metro | 1038 | Program data |  | 1 | 4 | 642 | 626.1887 | contract price | 3.635 | 3.5455 | 0 | 626.1887 | 156.5472
1039 | ConEd | Program data | 2014 | 4 | 1039 |  | 4 | 642 |  |  |  | 642 | NY Metro | 1039 | Program data |  | 1 | 4 | 642 | 626.1887 | contract price | 3.635 | 3.5455 | 0 | 626.1887 | 156.5472
1040 | ConEd | Program data | 2014 | 4 | 1040 |  | 4 | 642 |  |  |  | 642 | NY Metro | 1040 | Program data |  | 1 | 4 | 642 | 626.1887 | contract price | 3.635 | 3.5455 | 0 | 626.1887 | 156.5472
1041 | ConEd | Program data | 2014 | 4 | 1041 |  | 4 | 642 |  |  |  | 642 | NY Metro | 1041 | Program data |  | 1 | 4 | 642 | 626.1887 | contract price | 3.635 | 3.5455 | 0 | 626.1887 | 156.5472
1042 | ConEd | Program data | 2014 | 4 | 1042 |  | 4 | 642 |  |  |  | 642 | NY Metro | 1042 | Program data |  | 1 | 4 | 642 | 626.1887 | contract price | 3.635 | 3.5455 | 0 | 626.1887 | 156.5472
1043 | ConEd | Program data | 2014 | 4 | 1043 |  | 4 | 642 |  |  |  | 642 | NY Metro | 1043 | Program data |  | 1 | 4 | 642 | 626.1887 | contract price | 3.635 | 3.5455 | 0 | 626.1887 | 156.5472
1044 | ConEd | Program data | 2014 | 4 | 1044 |  | 4 | 642 |  |  |  | 642 | NY Metro | 1044 | Program data |  | 1 | 4 | 642 | 626.1887 | contract price | 3.635 | 3.5455 | 0 | 626.1887 | 156.5472
1045 | ConEd | Program data | 2014 | 4 | 1045 |  | 4 | 642 |  |  |  | 642 | NY Metro | 1045 | Program data |  | 1 | 4 | 642 | 626.1887 | contract price | 3.635 | 3.5455 | 0 | 626.1887 | 156.5472
1046 | ConEd | Program data | 2014 | 4 | 1046 |  | 4 | 642 |  |  |  | 642 | NY Metro | 1046 | Program data |  | 1 | 4 | 642 | 626.1887 | contract price | 3.635 | 3.5455 | 0 | 626.1887 | 156.5472
1047 | ConEd | Program data | 2014 | 4 | 1047 |  | 4 | 642 |  |  |  | 642 | NY Metro | 1047 | Program data |  | 1 | 4 | 642 | 626.1887 | contract price | 3.635 | 3.5455 | 0 | 626.1887 | 156.5472
1048 | ConEd | Program data | 2014 | 4 | 1048 |  | 4 | 642 |  |  |  | 642 | NY Metro | 1048 | Program data |  | 1 | 4 | 642 | 626.1887 | contract price | 3.635 | 3.5455 | 0 | 626.1887 | 156.5472
1049 | ConEd | Program data | 2014 | 4 | 1049 |  | 4 | 642 |  |  |  | 642 | NY Metro | 1049 | Program data |  | 1 | 4 | 642 | 626.1887 | contract price | 3.635 | 3.5455 | 0 | 626.1887 | 156.5472
1050 | ConEd | Program data | 2014 | 4 | 1050 |  | 4 | 642 |  |  |  | 642 | NY Metro | 1050 | Program data |  | 1 | 4 | 642 | 626.1887 | contract price | 3.635 | 3.5455 | 0 | 626.1887 | 156.5472
1051 | ConEd | Program data | 2014 | 4 | 1051 |  | 4 | 642 |  |  |  | 642 | NY Metro | 1051 | Program data |  | 1 | 4 | 642 | 626.1887 | contract price | 3.635 | 3.5455 | 0 | 626.1887 | 156.5472
1052 | ConEd | Program data | 2014 | 4 | 1052 |  | 4 | 506.64 |  |  |  | 506.64 | NY Metro | 1052 | Program data |  | 1 | 4 | 506.64 | 494.1624 | contract price | 3.635 | 3.5455 | 0 | 494.1624 | 123.5406
1053 | ConEd | Program data | 2014 | 4 | 1053 |  | 4 | 506.64 |  |  |  | 506.64 | NY Metro | 1053 | Program data |  | 1 | 4 | 506.64 | 494.1624 | contract price | 3.635 | 3.5455 | 0 | 494.1624 | 123.5406
1054 | ConEd | Program data | 2014 | 4 | 1054 |  | 4 | 506.64 |  |  |  | 506.64 | NY Metro | 1054 | Program data |  | 1 | 4 | 506.64 | 494.1624 | contract price | 3.635 | 3.5455 | 0 | 494.1624 | 123.5406
1055 | ConEd | Program data | 2014 | 4 | 1055 |  | 4 | 506.64 |  |  |  | 506.64 | NY Metro | 1055 | Program data |  | 1 | 4 | 506.64 | 494.1624 | contract price | 3.635 | 3.5455 | 0 | 494.1624 | 123.5406
1056 | ConEd | Program data | 2014 | 4 | 1056 |  | 4 | 506.64 |  |  |  | 506.64 | NY Metro | 1056 | Program data |  | 1 | 4 | 506.64 | 494.1624 | contract price | 3.635 | 3.5455 | 0 | 494.1624 | 123.5406
1057 | ConEd | Program data | 2014 | 4 | 1057 |  | 4 | 506.64 |  |  |  | 506.64 | NY Metro | 1057 | Program data |  | 1 | 4 | 506.64 | 494.1624 | contract price | 3.635 | 3.5455 | 0 | 494.1624 | 123.5406
1058 | ConEd | Program data | 2014 | 4 | 1058 |  | 4 | 506.64 |  |  |  | 506.64 | NY Metro | 1058 | Program data |  | 1 | 4 | 506.64 | 494.1624 | contract price | 3.635 | 3.5455 | 0 | 494.1624 | 123.5406
1059 | ConEd | Program data | 2014 | 4 | 1059 |  | 4 | 506.64 |  |  |  | 506.64 | NY Metro | 1059 | Program data |  | 1 | 4 | 506.64 | 494.1624 | contract price | 3.635 | 3.5455 | 0 | 494.1624 | 123.5406
1060 | ConEd | Program data | 2014 | 4 | 1060 |  | 4 | 506.64 |  |  |  | 506.64 | NY Metro | 1060 | Program data |  | 1 | 4 | 506.64 | 494.1624 | contract price | 3.635 | 3.5455 | 0 | 494.1624 | 123.5406
1061 | ConEd | Program data | 2014 | 4 | 1061 |  | 4 | 506.64 |  |  |  | 506.64 | NY Metro | 1061 | Program data |  | 1 | 4 | 506.64 | 494.1624 | contract price | 3.635 | 3.5455 | 0 | 494.1624 | 123.5406
1062 | ConEd | Program data | 2014 | 4 | 1062 |  | 4 | 506.64 |  |  |  | 506.64 | NY Metro | 1062 | Program data |  | 1 | 4 | 506.64 | 494.1624 | contract price | 3.635 | 3.5455 | 0 | 494.1624 | 123.5406
1063 | ConEd | Program data | 2014 | 4 | 1063 |  | 4 | 506.64 |  |  |  | 506.64 | NY Metro | 1063 | Program data |  | 1 | 4 | 506.64 | 494.1624 | contract price | 3.635 | 3.5455 | 0 | 494.1624 | 123.5406
1064 | ConEd | Program data | 2014 | 4 | 1064 |  | 4 | 506.64 |  |  |  | 506.64 | NY Metro | 1064 | Program data |  | 1 | 4 | 506.64 | 494.1624 | contract price | 3.635 | 3.5455 | 0 | 494.1624 | 123.5406
1065 | ConEd | Program data | 2014 | 4 | 1065 |  | 4 | 506.64 |  |  |  | 506.64 | NY Metro | 1065 | Program data |  | 1 | 4 | 506.64 | 494.1624 | contract price | 3.635 | 3.5455 | 0 | 494.1624 | 123.5406
1066 | ConEd | Program data | 2014 | 4 | 1066 |  | 4 | 506.64 |  |  |  | 506.64 | NY Metro | 1066 | Program data |  | 1 | 4 | 506.64 | 494.1624 | contract price | 3.635 | 3.5455 | 0 | 494.1624 | 123.5406
1067 | ConEd | Program data | 2014 | 4 | 1067 |  | 4 | 506.64 |  |  |  | 506.64 | NY Metro | 1067 | Program data |  | 1 | 4 | 506.64 | 494.1624 | contract price | 3.635 | 3.5455 | 0 | 494.1624 | 123.5406
1068 | ConEd | Program data | 2014 | 4 | 1068 |  | 4 | 506.64 |  |  |  | 506.64 | NY Metro | 1068 | Program data |  | 1 | 4 | 506.64 | 494.1624 | contract price | 3.635 | 3.5455 | 0 | 494.1624 | 123.5406
1069 | ConEd | Program data | 2014 | 4 | 1069 |  | 4 | 506.64 |  |  |  | 506.64 | NY Metro | 1069 | Program data |  | 1 | 4 | 506.64 | 494.1624 | contract price | 3.635 | 3.5455 | 0 | 494.1624 | 123.5406
1070 | ConEd | Program data | 2014 | 4 | 1070 |  | 4 | 506.64 |  |  |  | 506.64 | NY Metro | 1070 | Program data |  | 1 | 4 | 506.64 | 494.1624 | contract price | 3.635 | 3.5455 | 0 | 494.1624 | 123.5406
1071 | ConEd | Program data | 2014 | 4 | 1071 |  | 4 | 506.64 |  |  |  | 506.64 | NY Metro | 1071 | Program data |  | 1 | 4 | 506.64 | 494.1624 | contract price | 3.635 | 3.5455 | 0 | 494.1624 | 123.5406
1072 | ConEd | Program data | 2014 | 4 | 1072 |  | 4 | 506.64 |  |  |  | 506.64 | NY Metro | 1072 | Program data |  | 1 | 4 | 506.64 | 494.1624 | contract price | 3.635 | 3.5455 | 0 | 494.1624 | 123.5406
1073 | ConEd | Program data | 2014 | 4 | 1073 |  | 4 | 506.64 |  |  |  | 506.64 | NY Metro | 1073 | Program data |  | 1 | 4 | 506.64 | 494.1624 | contract price | 3.635 | 3.5455 | 0 | 494.1624 | 123.5406
1074 | ConEd | Program data | 2014 | 4 | 1074 |  | 4 | 506.64 |  |  |  | 506.64 | NY Metro | 1074 | Program data |  | 1 | 4 | 506.64 | 494.1624 | contract price | 3.635 | 3.5455 | 0 | 494.1624 | 123.5406
1075 | ConEd | Program data | 2014 | 4 | 1075 |  | 4 | 506.64 |  |  |  | 506.64 | NY Metro | 1075 | Program data |  | 1 | 4 | 506.64 | 494.1624 | contract price | 3.635 | 3.5455 | 0 | 494.1624 | 123.5406
1076 | ConEd | Program data | 2014 | 4 | 1076 |  | 4 | 506.64 |  |  |  | 506.64 | NY Metro | 1076 | Program data |  | 1 | 4 | 506.64 | 494.1624 | contract price | 3.635 | 3.5455 | 0 | 494.1624 | 123.5406
1077 | ConEd | Program data | 2014 | 4 | 1077 |  | 4 | 506.64 |  |  |  | 506.64 | NY Metro | 1077 | Program data |  | 1 | 4 | 506.64 | 494.1624 | contract price | 3.635 | 3.5455 | 0 | 494.1624 | 123.5406
1078 | ConEd | Program data | 2014 | 4 | 1078 |  | 4 | 506.64 |  |  |  | 506.64 | NY Metro | 1078 | Program data |  | 1 | 4 | 506.64 | 494.1624 | contract price | 3.635 | 3.5455 | 0 | 494.1624 | 123.5406
1079 | ConEd | Program data | 2014 | 4 | 1079 |  | 4 | 506.64 |  |  |  | 506.64 | NY Metro | 1079 | Program data |  | 1 | 4 | 506.64 | 494.1624 | contract price | 3.635 | 3.5455 | 0 | 494.1624 | 123.5406
1080 | ConEd | Program data | 2014 | 4 | 1080 |  | 4 | 506.64 |  |  |  | 506.64 | NY Metro | 1080 | Program data |  | 1 | 4 | 506.64 | 494.1624 | contract price | 3.635 | 3.5455 | 0 | 494.1624 | 123.5406
1081 | ConEd | Program data | 2014 | 4 | 1081 |  | 4 | 506.64 |  |  |  | 506.64 | NY Metro | 1081 | Program data |  | 1 | 4 | 506.64 | 494.1624 | contract price | 3.635 | 3.5455 | 0 | 494.1624 | 123.5406
1082 | ConEd | Program data | 2014 | 4 | 1082 |  | 4 | 506.64 |  |  |  | 506.64 | NY Metro | 1082 | Program data |  | 1 | 4 | 506.64 | 494.1624 | contract price | 3.635 | 3.5455 | 0 | 494.1624 | 123.5406
1083 | ConEd | Program data | 2014 | 4 | 1083 |  | 4 | 506.64 |  |  |  | 506.64 | NY Metro | 1083 | Program data |  | 1 | 4 | 506.64 | 494.1624 | contract price | 3.635 | 3.5455 | 0 | 494.1624 | 123.5406
1084 | ConEd | Program data | 2014 | 4 | 1084 |  | 4 | 506.64 |  |  |  | 506.64 | NY Metro | 1084 | Program data |  | 1 | 4 | 506.64 | 494.1624 | contract price | 3.635 | 3.5455 | 0 | 494.1624 | 123.5406
1085 | ConEd | Program data | 2014 | 4 | 1085 |  | 4 | 506.64 |  |  |  | 506.64 | NY Metro | 1085 | Program data |  | 1 | 4 | 506.64 | 494.1624 | contract price | 3.635 | 3.5455 | 0 | 494.1624 | 123.5406
1086 | ConEd | Program data | 2014 | 4 | 1086 |  | 4 | 506.64 |  |  |  | 506.64 | NY Metro | 1086 | Program data |  | 1 | 4 | 506.64 | 494.1624 | contract price | 3.635 | 3.5455 | 0 | 494.1624 | 123.5406
1087 | ConEd | Program data | 2014 | 4 | 1087 |  | 4 | 506.64 |  |  |  | 506.64 | NY Metro | 1087 | Program data |  | 1 | 4 | 506.64 | 494.1624 | contract price | 3.635 | 3.5455 | 0 | 494.1624 | 123.5406
1088 | ConEd | Program data | 2014 | 4 | 1088 |  | 4 | 506.64 |  |  |  | 506.64 | NY Metro | 1088 | Program data |  | 1 | 4 | 506.64 | 494.1624 | contract price | 3.635 | 3.5455 | 0 | 494.1624 | 123.5406
1089 | ConEd | Program data | 2014 | 4 | 1089 |  | 4 | 506.64 |  |  |  | 506.64 | NY Metro | 1089 | Program data |  | 1 | 4 | 506.64 | 494.1624 | contract price | 3.635 | 3.5455 | 0 | 494.1624 | 123.5406
1090 | ConEd | Program data | 2014 | 4 | 1090 |  | 4 | 506.64 |  |  |  | 506.64 | NY Metro | 1090 | Program data |  | 1 | 4 | 506.64 | 494.1624 | contract price | 3.635 | 3.5455 | 0 | 494.1624 | 123.5406
1091 | ConEd | Program data | 2014 | 4 | 1091 |  | 4 | 506.64 |  |  |  | 506.64 | NY Metro | 1091 | Program data |  | 1 | 4 | 506.64 | 494.1624 | contract price | 3.635 | 3.5455 | 0 | 494.1624 | 123.5406
1092 | ConEd | Program data | 2014 | 4 | 1092 |  | 4 | 506.64 |  |  |  | 506.64 | NY Metro | 1092 | Program data |  | 1 | 4 | 506.64 | 494.1624 | contract price | 3.635 | 3.5455 | 0 | 494.1624 | 123.5406
1093 | ConEd | Program data | 2014 | 4 | 1093 |  | 4 | 506.64 |  |  |  | 506.64 | NY Metro | 1093 | Program data |  | 1 | 4 | 506.64 | 494.1624 | contract price | 3.635 | 3.5455 | 0 | 494.1624 | 123.5406
1094 | ConEd | Program data | 2014 | 4 | 1094 |  | 4 | 506.64 |  |  |  | 506.64 | NY Metro | 1094 | Program data |  | 1 | 4 | 506.64 | 494.1624 | contract price | 3.635 | 3.5455 | 0 | 494.1624 | 123.5406
1095 | ConEd | Program data | 2014 | 4 | 1095 |  | 4 | 506.64 |  |  |  | 506.64 | NY Metro | 1095 | Program data |  | 1 | 4 | 506.64 | 494.1624 | contract price | 3.635 | 3.5455 | 0 | 494.1624 | 123.5406
1096 | ConEd | Program data | 2014 | 4 | 1096 |  | 4 | 506.64 |  |  |  | 506.64 | NY Metro | 1096 | Program data |  | 1 | 4 | 506.64 | 494.1624 | contract price | 3.635 | 3.5455 | 0 | 494.1624 | 123.5406
1097 | ConEd | Program data | 2014 | 4 | 1097 |  | 4 | 506.64 |  |  |  | 506.64 | NY Metro | 1097 | Program data |  | 1 | 4 | 506.64 | 494.1624 | contract price | 3.635 | 3.5455 | 0 | 494.1624 | 123.5406
1098 | ConEd | Program data | 2014 | 4 | 1098 |  | 4 | 506.64 |  |  |  | 506.64 | NY Metro | 1098 | Program data |  | 1 | 4 | 506.64 | 494.1624 | contract price | 3.635 | 3.5455 | 0 | 494.1624 | 123.5406
1099 | ConEd | Program data | 2014 | 4 | 1099 |  | 4 | 506.64 |  |  |  | 506.64 | NY Metro | 1099 | Program data |  | 1 | 4 | 506.64 | 494.1624 | contract price | 3.635 | 3.5455 | 0 | 494.1624 | 123.5406
1100 | ConEd | Program data | 2014 | 4 | 1100 |  | 4 | 642 |  |  |  | 642 | NY Metro | 1100 | Program data |  | 1 | 4 | 642 | 626.1887 | contract price | 3.635 | 3.5455 | 0 | 626.1887 | 156.5472
1101 | ConEd | Program data | 2014 | 4 | 1101 |  | 4 | 642 |  |  |  | 642 | NY Metro | 1101 | Program data |  | 1 | 4 | 642 | 626.1887 | contract price | 3.635 | 3.5455 | 0 | 626.1887 | 156.5472
1102 | ConEd | Program data | 2014 | 4 | 1102 |  | 4 | 642 |  |  |  | 642 | NY Metro | 1102 | Program data |  | 1 | 4 | 642 | 626.1887 | contract price | 3.635 | 3.5455 | 0 | 626.1887 | 156.5472
1103 | ConEd | Program data | 2014 | 4 | 1103 |  | 4 | 642 |  |  |  | 642 | NY Metro | 1103 | Program data |  | 1 | 4 | 642 | 626.1887 | contract price | 3.635 | 3.5455 | 0 | 626.1887 | 156.5472
1104 | ConEd | Program data | 2014 | 4 | 1104 |  | 4 | 642 |  |  |  | 642 | NY Metro | 1104 | Program data |  | 1 | 4 | 642 | 626.1887 | contract price | 3.635 | 3.5455 | 0 | 626.1887 | 156.5472
1105 | ConEd | Program data | 2014 | 4 | 1105 |  | 4 | 642 |  |  |  | 642 | NY Metro | 1105 | Program data |  | 1 | 4 | 642 | 626.1887 | contract price | 3.635 | 3.5455 | 0 | 626.1887 | 156.5472
1106 | ConEd | Program data | 2014 | 4 | 1106 |  | 4 | 642 |  |  |  | 642 | NY Metro | 1106 | Program data |  | 1 | 4 | 642 | 626.1887 | contract price | 3.635 | 3.5455 | 0 | 626.1887 | 156.5472
1107 | ConEd | Program data | 2014 | 4 | 1107 |  | 4 | 506.63 |  |  |  | 506.63 | NY Metro | 1107 | Program data |  | 1 | 4 | 506.63 | 494.1526 | contract price | 3.635 | 3.5455 | 0 | 494.1526 | 123.5382
1108 | ConEd | Program data | 2014 | 4 | 1108 |  | 4 | 506.64 |  |  |  | 506.64 | NY Metro | 1108 | Program data |  | 1 | 4 | 506.64 | 494.1624 | contract price | 3.635 | 3.5455 | 0 | 494.1624 | 123.5406
1109 | ConEd | Program data | 2014 | 4 | 1109 |  | 4 | 506.64 |  |  |  | 506.64 | NY Metro | 1109 | Program data |  | 1 | 4 | 506.64 | 494.1624 | contract price | 3.635 | 3.5455 | 0 | 494.1624 | 123.5406
1110 | ConEd | Program data | 2014 | 4 | 1110 |  | 4 | 506.64 |  |  |  | 506.64 | NY Metro | 1110 | Program data |  | 1 | 4 | 506.64 | 494.1624 | contract price | 3.635 | 3.5455 | 0 | 494.1624 | 123.5406
1111 | ConEd | Program data | 2014 | 4 | 1111 |  | 4 | 506.64 |  |  |  | 506.64 | NY Metro | 1111 | Program data |  | 1 | 4 | 506.64 | 494.1624 | contract price | 3.635 | 3.5455 | 0 | 494.1624 | 123.5406
1112 | ConEd | Program data | 2014 | 4 | 1112 |  | 4 | 506.64 |  |  |  | 506.64 | NY Metro | 1112 | Program data |  | 1 | 4 | 506.64 | 494.1624 | contract price | 3.635 | 3.5455 | 0 | 494.1624 | 123.5406
1113 | ConEd | Program data | 2014 | 4 | 1113 |  | 4 | 506.64 |  |  |  | 506.64 | NY Metro | 1113 | Program data |  | 1 | 4 | 506.64 | 494.1624 | contract price | 3.635 | 3.5455 | 0 | 494.1624 | 123.5406
1114 | ConEd | Program data | 2014 | 4 | 1114 |  | 4 | 506.64 |  |  |  | 506.64 | NY Metro | 1114 | Program data |  | 1 | 4 | 506.64 | 494.1624 | contract price | 3.635 | 3.5455 | 0 | 494.1624 | 123.5406
1115 | ConEd | Program data | 2014 | 4 | 1115 |  | 4 | 506.64 |  |  |  | 506.64 | NY Metro | 1115 | Program data |  | 1 | 4 | 506.64 | 494.1624 | contract price | 3.635 | 3.5455 | 0 | 494.1624 | 123.5406
1116 | ConEd | Program data | 2014 | 4 | 1116 |  | 4 | 506.64 |  |  |  | 506.64 | NY Metro | 1116 | Program data |  | 1 | 4 | 506.64 | 494.1624 | contract price | 3.635 | 3.5455 | 0 | 494.1624 | 123.5406
1117 | ConEd | Program data | 2014 | 4 | 1117 |  | 4 | 506.64 |  |  |  | 506.64 | NY Metro | 1117 | Program data |  | 1 | 4 | 506.64 | 494.1624 | contract price | 3.635 | 3.5455 | 0 | 494.1624 | 123.5406
1118 | ConEd | Program data | 2014 | 4 | 1118 |  | 4 | 506.64 |  |  |  | 506.64 | NY Metro | 1118 | Program data |  | 1 | 4 | 506.64 | 494.1624 | contract price | 3.635 | 3.5455 | 0 | 494.1624 | 123.5406
1119 | ConEd | Program data | 2014 | 4 | 1119 |  | 4 | 506.64 |  |  |  | 506.64 | NY Metro | 1119 | Program data |  | 1 | 4 | 506.64 | 494.1624 | contract price | 3.635 | 3.5455 | 0 | 494.1624 | 123.5406
1120 | ConEd | Program data | 2014 | 4 | 1120 |  | 4 | 506.64 |  |  |  | 506.64 | NY Metro | 1120 | Program data |  | 1 | 4 | 506.64 | 494.1624 | contract price | 3.635 | 3.5455 | 0 | 494.1624 | 123.5406
1121 | ConEd | Program data | 2014 | 4 | 1121 |  | 4 | 506.64 |  |  |  | 506.64 | NY Metro | 1121 | Program data |  | 1 | 4 | 506.64 | 494.1624 | contract price | 3.635 | 3.5455 | 0 | 494.1624 | 123.5406
1122 | ConEd | Program data | 2014 | 4 | 1122 |  | 4 | 506.64 |  |  |  | 506.64 | NY Metro | 1122 | Program data |  | 1 | 4 | 506.64 | 494.1624 | contract price | 3.635 | 3.5455 | 0 | 494.1624 | 123.5406
1123 | ConEd | Program data | 2014 | 4 | 1123 |  | 4 | 506.64 |  |  |  | 506.64 | NY Metro | 1123 | Program data |  | 1 | 4 | 506.64 | 494.1624 | contract price | 3.635 | 3.5455 | 0 | 494.1624 | 123.5406
1124 | ConEd | Program data | 2014 | 4 | 1124 |  | 4 | 506.64 |  |  |  | 506.64 | NY Metro | 1124 | Program data |  | 1 | 4 | 506.64 | 494.1624 | contract price | 3.635 | 3.5455 | 0 | 494.1624 | 123.5406
1125 | ConEd | Program data | 2014 | 4 | 1125 |  | 4 | 506.64 |  |  |  | 506.64 | NY Metro | 1125 | Program data |  | 1 | 4 | 506.64 | 494.1624 | contract price | 3.635 | 3.5455 | 0 | 494.1624 | 123.5406
1126 | ConEd | Program data | 2014 | 4 | 1126 |  | 4 | 506.64 |  |  |  | 506.64 | NY Metro | 1126 | Program data |  | 1 | 4 | 506.64 | 494.1624 | contract price | 3.635 | 3.5455 | 0 | 494.1624 | 123.5406
1127 | ConEd | Program data | 2014 | 4 | 1127 |  | 4 | 506.64 |  |  |  | 506.64 | NY Metro | 1127 | Program data |  | 1 | 4 | 506.64 | 494.1624 | contract price | 3.635 | 3.5455 | 0 | 494.1624 | 123.5406
1128 | ConEd | Program data | 2014 | 4 | 1128 |  | 4 | 506.64 |  |  |  | 506.64 | NY Metro | 1128 | Program data |  | 1 | 4 | 506.64 | 494.1624 | contract price | 3.635 | 3.5455 | 0 | 494.1624 | 123.5406
1129 | ConEd | Program data | 2014 | 4 | 1129 |  | 4 | 506.64 |  |  |  | 506.64 | NY Metro | 1129 | Program data |  | 1 | 4 | 506.64 | 494.1624 | contract price | 3.635 | 3.5455 | 0 | 494.1624 | 123.5406
1130 | ConEd | Program data | 2014 | 4 | 1130 |  | 4 | 506.64 |  |  |  | 506.64 | NY Metro | 1130 | Program data |  | 1 | 4 | 506.64 | 494.1624 | contract price | 3.635 | 3.5455 | 0 | 494.1624 | 123.5406
1131 | ConEd | Program data | 2014 | 4 | 1131 |  | 4 | 506.64 |  |  |  | 506.64 | NY Metro | 1131 | Program data |  | 1 | 4 | 506.64 | 494.1624 | contract price | 3.635 | 3.5455 | 0 | 494.1624 | 123.5406
1132 | ConEd | Program data | 2014 | 4 | 1132 |  | 4 | 506.64 |  |  |  | 506.64 | NY Metro | 1132 | Program data |  | 1 | 4 | 506.64 | 494.1624 | contract price | 3.635 | 3.5455 | 0 | 494.1624 | 123.5406
1133 | ConEd | Program data | 2014 | 4 | 1133 |  | 4 | 506.64 |  |  |  | 506.64 | NY Metro | 1133 | Program data |  | 1 | 4 | 506.64 | 494.1624 | contract price | 3.635 | 3.5455 | 0 | 494.1624 | 123.5406
1134 | ConEd | Program data | 2014 | 4 | 1134 |  | 4 | 506.64 |  |  |  | 506.64 | NY Metro | 1134 | Program data |  | 1 | 4 | 506.64 | 494.1624 | contract price | 3.635 | 3.5455 | 0 | 494.1624 | 123.5406
1135 | ConEd | Program data | 2014 | 4 | 1135 |  | 4 | 506.64 |  |  |  | 506.64 | NY Metro | 1135 | Program data |  | 1 | 4 | 506.64 | 494.1624 | contract price | 3.635 | 3.5455 | 0 | 494.1624 | 123.5406
1136 | ConEd | Program data | 2014 | 4 | 1136 |  | 4 | 506.64 |  |  |  | 506.64 | NY Metro | 1136 | Program data |  | 1 | 4 | 506.64 | 494.1624 | contract price | 3.635 | 3.5455 | 0 | 494.1624 | 123.5406
1137 | ConEd | Program data | 2014 | 4 | 1137 |  | 4 | 506.64 |  |  |  | 506.64 | NY Metro | 1137 | Program data |  | 1 | 4 | 506.64 | 494.1624 | contract price | 3.635 | 3.5455 | 0 | 494.1624 | 123.5406
1138 | ConEd | Program data | 2014 | 4 | 1138 |  | 4 | 506.64 |  |  |  | 506.64 | NY Metro | 1138 | Program data |  | 1 | 4 | 506.64 | 494.1624 | contract price | 3.635 | 3.5455 | 0 | 494.1624 | 123.5406
1139 | ConEd | Program data | 2014 | 4 | 1139 |  | 4 | 506.64 |  |  |  | 506.64 | NY Metro | 1139 | Program data |  | 1 | 4 | 506.64 | 494.1624 | contract price | 3.635 | 3.5455 | 0 | 494.1624 | 123.5406
1140 | ConEd | Program data | 2014 | 4 | 1140 |  | 4 | 506.64 |  |  |  | 506.64 | NY Metro | 1140 | Program data |  | 1 | 4 | 506.64 | 494.1624 | contract price | 3.635 | 3.5455 | 0 | 494.1624 | 123.5406
1141 | ConEd | Program data | 2014 | 4 | 1141 |  | 4 | 506.64 |  |  |  | 506.64 | NY Metro | 1141 | Program data |  | 1 | 4 | 506.64 | 494.1624 | contract price | 3.635 | 3.5455 | 0 | 494.1624 | 123.5406
1142 | ConEd | Program data | 2014 | 4 | 1142 |  | 4 | 506.64 |  |  |  | 506.64 | NY Metro | 1142 | Program data |  | 1 | 4 | 506.64 | 494.1624 | contract price | 3.635 | 3.5455 | 0 | 494.1624 | 123.5406
1143 | ConEd | Program data | 2014 | 4 | 1143 |  | 4 | 506.64 |  |  |  | 506.64 | NY Metro | 1143 | Program data |  | 1 | 4 | 506.64 | 494.1624 | contract price | 3.635 | 3.5455 | 0 | 494.1624 | 123.5406
1144 | ConEd | Program data | 2014 | 4 | 1144 |  | 4 | 506.64 |  |  |  | 506.64 | NY Metro | 1144 | Program data |  | 1 | 4 | 506.64 | 494.1624 | contract price | 3.635 | 3.5455 | 0 | 494.1624 | 123.5406
1145 | ConEd | Program data | 2014 | 4 | 1145 |  | 4 | 506.64 |  |  |  | 506.64 | NY Metro | 1145 | Program data |  | 1 | 4 | 506.64 | 494.1624 | contract price | 3.635 | 3.5455 | 0 | 494.1624 | 123.5406
1146 | ConEd | Program data | 2014 | 4 | 1146 |  | 4 | 506.64 |  |  |  | 506.64 | NY Metro | 1146 | Program data |  | 1 | 4 | 506.64 | 494.1624 | contract price | 3.635 | 3.5455 | 0 | 494.1624 | 123.5406
1147 | ConEd | Program data | 2014 | 4 | 1147 |  | 4 | 506.64 |  |  |  | 506.64 | NY Metro | 1147 | Program data |  | 1 | 4 | 506.64 | 494.1624 | contract price | 3.635 | 3.5455 | 0 | 494.1624 | 123.5406
1148 | ConEd | Program data | 2014 | 4 | 1148 |  | 4 | 506.64 |  |  |  | 506.64 | NY Metro | 1148 | Program data |  | 1 | 4 | 506.64 | 494.1624 | contract price | 3.635 | 3.5455 | 0 | 494.1624 | 123.5406
1149 | ConEd | Program data | 2014 | 4 | 1149 |  | 4 | 506.64 |  |  |  | 506.64 | NY Metro | 1149 | Program data |  | 1 | 4 | 506.64 | 494.1624 | contract price | 3.635 | 3.5455 | 0 | 494.1624 | 123.5406
1150 | ConEd | Program data | 2014 | 4 | 1150 |  | 4 | 506.64 |  |  |  | 506.64 | NY Metro | 1150 | Program data |  | 1 | 4 | 506.64 | 494.1624 | contract price | 3.635 | 3.5455 | 0 | 494.1624 | 123.5406
1151 | ConEd | Program data | 2014 | 4 | 1151 |  | 4 | 506.64 |  |  |  | 506.64 | NY Metro | 1151 | Program data |  | 1 | 4 | 506.64 | 494.1624 | contract price | 3.635 | 3.5455 | 0 | 494.1624 | 123.5406
1152 | ConEd | Program data | 2014 | 4 | 1152 |  | 4 | 506.64 |  |  |  | 506.64 | NY Metro | 1152 | Program data |  | 1 | 4 | 506.64 | 494.1624 | contract price | 3.635 | 3.5455 | 0 | 494.1624 | 123.5406
1153 | ConEd | Program data | 2014 | 4 | 1153 |  | 4 | 506.64 |  |  |  | 506.64 | NY Metro | 1153 | Program data |  | 1 | 4 | 506.64 | 494.1624 | contract price | 3.635 | 3.5455 | 0 | 494.1624 | 123.5406
1154 | ConEd | Program data | 2014 | 4 | 1154 |  | 4 | 506.64 |  |  |  | 506.64 | NY Metro | 1154 | Program data |  | 1 | 4 | 506.64 | 494.1624 | contract price | 3.635 | 3.5455 | 0 | 494.1624 | 123.5406
1155 | ConEd | Program data | 2014 | 4 | 1155 |  | 4 | 506.64 |  |  |  | 506.64 | NY Metro | 1155 | Program data |  | 1 | 4 | 506.64 | 494.1624 | contract price | 3.635 | 3.5455 | 0 | 494.1624 | 123.5406
1156 | ConEd | Program data | 2014 | 4 | 1156 |  | 4 | 506.64 |  |  |  | 506.64 | NY Metro | 1156 | Program data |  | 1 | 4 | 506.64 | 494.1624 | contract price | 3.635 | 3.5455 | 0 | 494.1624 | 123.5406
1157 | ConEd | Program data | 2014 | 4 | 1157 |  | 4 | 506.64 |  |  |  | 506.64 | NY Metro | 1157 | Program data |  | 1 | 4 | 506.64 | 494.1624 | contract price | 3.635 | 3.5455 | 0 | 494.1624 | 123.5406
1158 | ConEd | Program data | 2014 | 4 | 1158 |  | 4 | 506.64 |  |  |  | 506.64 | NY Metro | 1158 | Program data |  | 1 | 4 | 506.64 | 494.1624 | contract price | 3.635 | 3.5455 | 0 | 494.1624 | 123.5406
1159 | ConEd | Program data | 2014 | 4 | 1159 |  | 4 | 506.64 |  |  |  | 506.64 | NY Metro | 1159 | Program data |  | 1 | 4 | 506.64 | 494.1624 | contract price | 3.635 | 3.5455 | 0 | 494.1624 | 123.5406
1160 | ConEd | Program data | 2014 | 4 | 1160 |  | 4 | 506.64 |  |  |  | 506.64 | NY Metro | 1160 | Program data |  | 1 | 4 | 506.64 | 494.1624 | contract price | 3.635 | 3.5455 | 0 | 494.1624 | 123.5406
1161 | ConEd | Program data | 2014 | 4 | 1161 |  | 4 | 506.64 |  |  |  | 506.64 | NY Metro | 1161 | Program data |  | 1 | 4 | 506.64 | 494.1624 | contract price | 3.635 | 3.5455 | 0 | 494.1624 | 123.5406
1162 | ConEd | Program data | 2014 | 4 | 1162 |  | 4 | 506.64 |  |  |  | 506.64 | NY Metro | 1162 | Program data |  | 1 | 4 | 506.64 | 494.1624 | contract price | 3.635 | 3.5455 | 0 | 494.1624 | 123.5406
1163 | ConEd | Program data | 2014 | 4 | 1163 |  | 4 | 506.64 |  |  |  | 506.64 | NY Metro | 1163 | Program data |  | 1 | 4 | 506.64 | 494.1624 | contract price | 3.635 | 3.5455 | 0 | 494.1624 | 123.5406
1164 | ConEd | Program data | 2014 | 4 | 1164 |  | 4 | 506.64 |  |  |  | 506.64 | NY Metro | 1164 | Program data |  | 1 | 4 | 506.64 | 494.1624 | contract price | 3.635 | 3.5455 | 0 | 494.1624 | 123.5406
1165 | ConEd | Program data | 2014 | 4 | 1165 |  | 4 | 506.64 |  |  |  | 506.64 | NY Metro | 1165 | Program data |  | 1 | 4 | 506.64 | 494.1624 | contract price | 3.635 | 3.5455 | 0 | 494.1624 | 123.5406
1166 | ConEd | Program data | 2014 | 4 | 1166 |  | 4 | 506.64 |  |  |  | 506.64 | NY Metro | 1166 | Program data |  | 1 | 4 | 506.64 | 494.1624 | contract price | 3.635 | 3.5455 | 0 | 494.1624 | 123.5406
1167 | ConEd | Program data | 2014 | 4 | 1167 |  | 4 | 506.64 |  |  |  | 506.64 | NY Metro | 1167 | Program data |  | 1 | 4 | 506.64 | 494.1624 | contract price | 3.635 | 3.5455 | 0 | 494.1624 | 123.5406
1168 | ConEd | Program data | 2014 | 4 | 1168 |  | 4 | 506.64 |  |  |  | 506.64 | NY Metro | 1168 | Program data |  | 1 | 4 | 506.64 | 494.1624 | contract price | 3.635 | 3.5455 | 0 | 494.1624 | 123.5406
1169 | ConEd | Program data | 2014 | 4 | 1169 |  | 4 | 506.64 |  |  |  | 506.64 | NY Metro | 1169 | Program data |  | 1 | 4 | 506.64 | 494.1624 | contract price | 3.635 | 3.5455 | 0 | 494.1624 | 123.5406
1170 | ConEd | Program data | 2014 | 4 | 1170 |  | 4 | 506.64 |  |  |  | 506.64 | NY Metro | 1170 | Program data |  | 1 | 4 | 506.64 | 494.1624 | contract price | 3.635 | 3.5455 | 0 | 494.1624 | 123.5406
1171 | ConEd | Program data | 2014 | 4 | 1171 |  | 4 | 506.64 |  |  |  | 506.64 | NY Metro | 1171 | Program data |  | 1 | 4 | 506.64 | 494.1624 | contract price | 3.635 | 3.5455 | 0 | 494.1624 | 123.5406
1172 | ConEd | Program data | 2014 | 4 | 1172 |  | 4 | 506.64 |  |  |  | 506.64 | NY Metro | 1172 | Program data |  | 1 | 4 | 506.64 | 494.1624 | contract price | 3.635 | 3.5455 | 0 | 494.1624 | 123.5406
1173 | ConEd | Program data | 2014 | 4 | 1173 |  | 4 | 506.64 |  |  |  | 506.64 | NY Metro | 1173 | Program data |  | 1 | 4 | 506.64 | 494.1624 | contract price | 3.635 | 3.5455 | 0 | 494.1624 | 123.5406
1174 | ConEd | Program data | 2014 | 4 | 1174 |  | 4 | 506.64 |  |  |  | 506.64 | NY Metro | 1174 | Program data |  | 1 | 4 | 506.64 | 494.1624 | contract price | 3.635 | 3.5455 | 0 | 494.1624 | 123.5406
1175 | ConEd | Program data | 2014 | 4 | 1175 |  | 4 | 506.64 |  |  |  | 506.64 | NY Metro | 1175 | Program data |  | 1 | 4 | 506.64 | 494.1624 | contract price | 3.635 | 3.5455 | 0 | 494.1624 | 123.5406
1176 | ConEd | Program data | 2014 | 4 | 1176 |  | 4 | 506.64 |  |  |  | 506.64 | NY Metro | 1176 | Program data |  | 1 | 4 | 506.64 | 494.1624 | contract price | 3.635 | 3.5455 | 0 | 494.1624 | 123.5406
1177 | ConEd | Program data | 2014 | 4 | 1177 |  | 4 | 506.64 |  |  |  | 506.64 | NY Metro | 1177 | Program data |  | 1 | 4 | 506.64 | 494.1624 | contract price | 3.635 | 3.5455 | 0 | 494.1624 | 123.5406
1178 | ConEd | Program data | 2014 | 4 | 1178 |  | 4 | 506.64 |  |  |  | 506.64 | NY Metro | 1178 | Program data |  | 1 | 4 | 506.64 | 494.1624 | contract price | 3.635 | 3.5455 | 0 | 494.1624 | 123.5406
1179 | ConEd | Program data | 2014 | 4 | 1179 |  | 4 | 506.64 |  |  |  | 506.64 | NY Metro | 1179 | Program data |  | 1 | 4 | 506.64 | 494.1624 | contract price | 3.635 | 3.5455 | 0 | 494.1624 | 123.5406
1180 | ConEd | Program data | 2014 | 4 | 1180 |  | 4 | 506.64 |  |  |  | 506.64 | NY Metro | 1180 | Program data |  | 1 | 4 | 506.64 | 494.1624 | contract price | 3.635 | 3.5455 | 0 | 494.1624 | 123.5406
1181 | ConEd | Program data | 2014 | 4 | 1181 |  | 4 | 506.64 |  |  |  | 506.64 | NY Metro | 1181 | Program data |  | 1 | 4 | 506.64 | 494.1624 | contract price | 3.635 | 3.5455 | 0 | 494.1624 | 123.5406
1182 | ConEd | Program data | 2014 | 4 | 1182 |  | 4 | 506.64 |  |  |  | 506.64 | NY Metro | 1182 | Program data |  | 1 | 4 | 506.64 | 494.1624 | contract price | 3.635 | 3.5455 | 0 | 494.1624 | 123.5406
1183 | ConEd | Program data | 2014 | 4 | 1183 |  | 4 | 506.64 |  |  |  | 506.64 | NY Metro | 1183 | Program data |  | 1 | 4 | 506.64 | 494.1624 | contract price | 3.635 | 3.5455 | 0 | 494.1624 | 123.5406
1184 | ConEd | Program data | 2014 | 4 | 1184 |  | 4 | 506.64 |  |  |  | 506.64 | NY Metro | 1184 | Program data |  | 1 | 4 | 506.64 | 494.1624 | contract price | 3.635 | 3.5455 | 0 | 494.1624 | 123.5406
1185 | ConEd | Program data | 2014 | 4 | 1185 |  | 4 | 506.64 |  |  |  | 506.64 | NY Metro | 1185 | Program data |  | 1 | 4 | 506.64 | 494.1624 | contract price | 3.635 | 3.5455 | 0 | 494.1624 | 123.5406
1186 | ConEd | Program data | 2014 | 4 | 1186 |  | 4 | 506.64 |  |  |  | 506.64 | NY Metro | 1186 | Program data |  | 1 | 4 | 506.64 | 494.1624 | contract price | 3.635 | 3.5455 | 0 | 494.1624 | 123.5406
1187 | ConEd | Program data | 2014 | 4 | 1187 |  | 4 | 506.64 |  |  |  | 506.64 | NY Metro | 1187 | Program data |  | 1 | 4 | 506.64 | 494.1624 | contract price | 3.635 | 3.5455 | 0 | 494.1624 | 123.5406
1188 | ConEd | Program data | 2014 | 4 | 1188 |  | 4 | 506.64 |  |  |  | 506.64 | NY Metro | 1188 | Program data |  | 1 | 4 | 506.64 | 494.1624 | contract price | 3.635 | 3.5455 | 0 | 494.1624 | 123.5406
1189 | ConEd | Program data | 2014 | 4 | 1189 |  | 4 | 506.64 |  |  |  | 506.64 | NY Metro | 1189 | Program data |  | 1 | 4 | 506.64 | 494.1624 | contract price | 3.635 | 3.5455 | 0 | 494.1624 | 123.5406
1190 | ConEd | Program data | 2014 | 4 | 1190 |  | 4 | 506.64 |  |  |  | 506.64 | NY Metro | 1190 | Program data |  | 1 | 4 | 506.64 | 494.1624 | contract price | 3.635 | 3.5455 | 0 | 494.1624 | 123.5406
1191 | ConEd | Program data | 2014 | 4 | 1191 |  | 4 | 506.64 |  |  |  | 506.64 | NY Metro | 1191 | Program data |  | 1 | 4 | 506.64 | 494.1624 | contract price | 3.635 | 3.5455 | 0 | 494.1624 | 123.5406
1192 | ConEd | Program data | 2014 | 4 | 1192 |  | 4 | 506.64 |  |  |  | 506.64 | NY Metro | 1192 | Program data |  | 1 | 4 | 506.64 | 494.1624 | contract price | 3.635 | 3.5455 | 0 | 494.1624 | 123.5406
1193 | ConEd | Program data | 2014 | 4 | 1193 |  | 4 | 506.64 |  |  |  | 506.64 | NY Metro | 1193 | Program data |  | 1 | 4 | 506.64 | 494.1624 | contract price | 3.635 | 3.5455 | 0 | 494.1624 | 123.5406
1194 | ConEd | Program data | 2014 | 4 | 1194 |  | 4 | 506.64 |  |  |  | 506.64 | NY Metro | 1194 | Program data |  | 1 | 4 | 506.64 | 494.1624 | contract price | 3.635 | 3.5455 | 0 | 494.1624 | 123.5406
1195 | ConEd | Program data | 2014 | 4 | 1195 |  | 4 | 506.63 |  |  |  | 506.63 | NY Metro | 1195 | Program data |  | 1 | 4 | 506.63 | 494.1526 | contract price | 3.635 | 3.5455 | 0 | 494.1526 | 123.5382
1196 | ConEd | Program data | 2014 | 4 | 1196 |  | 4 | 506.63 |  |  |  | 506.63 | NY Metro | 1196 | Program data |  | 1 | 4 | 506.63 | 494.1526 | contract price | 3.635 | 3.5455 | 0 | 494.1526 | 123.5382
1197 | ConEd | Program data | 2014 | 4 | 1197 |  | 4 | 506.64 |  |  |  | 506.64 | NY Metro | 1197 | Program data |  | 1 | 4 | 506.64 | 494.1624 | contract price | 3.635 | 3.5455 | 0 | 494.1624 | 123.5406
1198 | ConEd | Program data | 2014 | 4 | 1198 |  | 4 | 506.64 |  |  |  | 506.64 | NY Metro | 1198 | Program data |  | 1 | 4 | 506.64 | 494.1624 | contract price | 3.635 | 3.5455 | 0 | 494.1624 | 123.5406
1199 | ConEd | Program data | 2014 | 4 | 1199 |  | 4 | 506.63 |  |  |  | 506.63 | NY Metro | 1199 | Program data |  | 1 | 4 | 506.63 | 494.1526 | contract price | 3.635 | 3.5455 | 0 | 494.1526 | 123.5382
1200 | ConEd | Program data | 2014 | 4 | 1200 |  | 4 | 506.63 |  |  |  | 506.63 | NY Metro | 1200 | Program data |  | 1 | 4 | 506.63 | 494.1526 | contract price | 3.635 | 3.5455 | 0 | 494.1526 | 123.5382
1201 | ConEd | Program data | 2014 | 4 | 1201 |  | 4 | 506.63 |  |  |  | 506.63 | NY Metro | 1201 | Program data |  | 1 | 4 | 506.63 | 494.1526 | contract price | 3.635 | 3.5455 | 0 | 494.1526 | 123.5382
1202 | ConEd | Program data | 2014 | 4 | 1202 |  | 4 | 506.63 |  |  |  | 506.63 | NY Metro | 1202 | Program data |  | 1 | 4 | 506.63 | 494.1526 | contract price | 3.635 | 3.5455 | 0 | 494.1526 | 123.5382
1203 | ConEd | Program data | 2014 | 4 | 1203 |  | 4 | 506.63 |  |  |  | 506.63 | NY Metro | 1203 | Program data |  | 1 | 4 | 506.63 | 494.1526 | contract price | 3.635 | 3.5455 | 0 | 494.1526 | 123.5382
1204 | ConEd | Program data | 2014 | 4 | 1204 |  | 4 | 506.63 |  |  |  | 506.63 | NY Metro | 1204 | Program data |  | 1 | 4 | 506.63 | 494.1526 | contract price | 3.635 | 3.5455 | 0 | 494.1526 | 123.5382
1205 | ConEd | Program data | 2014 | 4 | 1205 |  | 4 | 506.64 |  |  |  | 506.64 | NY Metro | 1205 | Program data |  | 1 | 4 | 506.64 | 494.1624 | contract price | 3.635 | 3.5455 | 0 | 494.1624 | 123.5406
1206 | ConEd | Program data | 2014 | 4 | 1206 |  | 4 | 506.63 |  |  |  | 506.63 | NY Metro | 1206 | Program data |  | 1 | 4 | 506.63 | 494.1526 | contract price | 3.635 | 3.5455 | 0 | 494.1526 | 123.5382
1207 | ConEd | Program data | 2014 | 4 | 1207 |  | 4 | 506.63 |  |  |  | 506.63 | NY Metro | 1207 | Program data |  | 1 | 4 | 506.63 | 494.1526 | contract price | 3.635 | 3.5455 | 0 | 494.1526 | 123.5382
1208 | ConEd | Program data | 2014 | 4 | 1208 |  | 4 | 506.63 |  |  |  | 506.63 | NY Metro | 1208 | Program data |  | 1 | 4 | 506.63 | 494.1526 | contract price | 3.635 | 3.5455 | 0 | 494.1526 | 123.5382
1209 | ConEd | Program data | 2014 | 4 | 1209 |  | 4 | 506.63 |  |  |  | 506.63 | NY Metro | 1209 | Program data |  | 1 | 4 | 506.63 | 494.1526 | contract price | 3.635 | 3.5455 | 0 | 494.1526 | 123.5382
1210 | ConEd | Program data | 2014 | 4 | 1210 |  | 4 | 506.63 |  |  |  | 506.63 | NY Metro | 1210 | Program data |  | 1 | 4 | 506.63 | 494.1526 | contract price | 3.635 | 3.5455 | 0 | 494.1526 | 123.5382
1211 | ConEd | Program data | 2014 | 4 | 1211 |  | 4 | 506.63 |  |  |  | 506.63 | NY Metro | 1211 | Program data |  | 1 | 4 | 506.63 | 494.1526 | contract price | 3.635 | 3.5455 | 0 | 494.1526 | 123.5382
1212 | ConEd | Program data | 2014 | 4 | 1212 |  | 4 | 506.64 |  |  |  | 506.64 | NY Metro | 1212 | Program data |  | 1 | 4 | 506.64 | 494.1624 | contract price | 3.635 | 3.5455 | 0 | 494.1624 | 123.5406
1213 | ConEd | Program data | 2014 | 4 | 1213 |  | 4 | 506.63 |  |  |  | 506.63 | NY Metro | 1213 | Program data |  | 1 | 4 | 506.63 | 494.1526 | contract price | 3.635 | 3.5455 | 0 | 494.1526 | 123.5382
1214 | ConEd | Program data | 2014 | 4 | 1214 |  | 4 | 506.63 |  |  |  | 506.63 | NY Metro | 1214 | Program data |  | 1 | 4 | 506.63 | 494.1526 | contract price | 3.635 | 3.5455 | 0 | 494.1526 | 123.5382
1215 | ConEd | Program data | 2014 | 4 | 1215 |  | 4 | 506.64 |  |  |  | 506.64 | NY Metro | 1215 | Program data |  | 1 | 4 | 506.64 | 494.1624 | contract price | 3.635 | 3.5455 | 0 | 494.1624 | 123.5406
1216 | ConEd | Program data | 2014 | 4 | 1216 |  | 4 | 506.64 |  |  |  | 506.64 | NY Metro | 1216 | Program data |  | 1 | 4 | 506.64 | 494.1624 | contract price | 3.635 | 3.5455 | 0 | 494.1624 | 123.5406
1217 | ConEd | Program data | 2014 | 4 | 1217 |  | 4 | 506.64 |  |  |  | 506.64 | NY Metro | 1217 | Program data |  | 1 | 4 | 506.64 | 494.1624 | contract price | 3.635 | 3.5455 | 0 | 494.1624 | 123.5406
1218 | ConEd | Program data | 2014 | 4 | 1218 |  | 4 | 506.64 |  |  |  | 506.64 | NY Metro | 1218 | Program data |  | 1 | 4 | 506.64 | 494.1624 | contract price | 3.635 | 3.5455 | 0 | 494.1624 | 123.5406
1219 | ConEd | Program data | 2014 | 4 | 1219 |  | 4 | 506.64 |  |  |  | 506.64 | NY Metro | 1219 | Program data |  | 1 | 4 | 506.64 | 494.1624 | contract price | 3.635 | 3.5455 | 0 | 494.1624 | 123.5406
1220 | ConEd | Program data | 2014 | 4 | 1220 |  | 4 | 506.64 |  |  |  | 506.64 | NY Metro | 1220 | Program data |  | 1 | 4 | 506.64 | 494.1624 | contract price | 3.635 | 3.5455 | 0 | 494.1624 | 123.5406
1221 | ConEd | Program data | 2014 | 4 | 1221 |  | 4 | 506.64 |  |  |  | 506.64 | NY Metro | 1221 | Program data |  | 1 | 4 | 506.64 | 494.1624 | contract price | 3.635 | 3.5455 | 0 | 494.1624 | 123.5406
1222 | ConEd | Program data | 2014 | 4 | 1222 |  | 4 | 506.64 |  |  |  | 506.64 | NY Metro | 1222 | Program data |  | 1 | 4 | 506.64 | 494.1624 | contract price | 3.635 | 3.5455 | 0 | 494.1624 | 123.5406
1223 | ConEd | Program data | 2014 | 4 | 1223 |  | 4 | 506.64 |  |  |  | 506.64 | NY Metro | 1223 | Program data |  | 1 | 4 | 506.64 | 494.1624 | contract price | 3.635 | 3.5455 | 0 | 494.1624 | 123.5406
1224 | ConEd | Program data | 2014 | 4 | 1224 |  | 4 | 506.64 |  |  |  | 506.64 | NY Metro | 1224 | Program data |  | 1 | 4 | 506.64 | 494.1624 | contract price | 3.635 | 3.5455 | 0 | 494.1624 | 123.5406
1225 | ConEd | Program data | 2014 | 4 | 1225 |  | 4 | 506.64 |  |  |  | 506.64 | NY Metro | 1225 | Program data |  | 1 | 4 | 506.64 | 494.1624 | contract price | 3.635 | 3.5455 | 0 | 494.1624 | 123.5406
1226 | ConEd | Program data | 2014 | 4 | 1226 |  | 4 | 506.64 |  |  |  | 506.64 | NY Metro | 1226 | Program data |  | 1 | 4 | 506.64 | 494.1624 | contract price | 3.635 | 3.5455 | 0 | 494.1624 | 123.5406
1227 | ConEd | Program data | 2014 | 4 | 1227 |  | 4 | 506.64 |  |  |  | 506.64 | NY Metro | 1227 | Program data |  | 1 | 4 | 506.64 | 494.1624 | contract price | 3.635 | 3.5455 | 0 | 494.1624 | 123.5406
1228 | ConEd | Program data | 2014 | 4 | 1228 |  | 4 | 506.64 |  |  |  | 506.64 | NY Metro | 1228 | Program data |  | 1 | 4 | 506.64 | 494.1624 | contract price | 3.635 | 3.5455 | 0 | 494.1624 | 123.5406
1229 | ConEd | Program data | 2014 | 4 | 1229 |  | 4 | 506.64 |  |  |  | 506.64 | NY Metro | 1229 | Program data |  | 1 | 4 | 506.64 | 494.1624 | contract price | 3.635 | 3.5455 | 0 | 494.1624 | 123.5406
1230 | ConEd | Program data | 2014 | 4 | 1230 |  | 4 | 506.63 |  |  |  | 506.63 | NY Metro | 1230 | Program data |  | 1 | 4 | 506.63 | 494.1526 | contract price | 3.635 | 3.5455 | 0 | 494.1526 | 123.5382
1231 | ConEd | Program data | 2014 | 4 | 1231 |  | 4 | 506.64 |  |  |  | 506.64 | NY Metro | 1231 | Program data |  | 1 | 4 | 506.64 | 494.1624 | contract price | 3.635 | 3.5455 | 0 | 494.1624 | 123.5406
1232 | ConEd | Program data | 2014 | 4 | 1232 |  | 4 | 506.63 |  |  |  | 506.63 | NY Metro | 1232 | Program data |  | 1 | 4 | 506.63 | 494.1526 | contract price | 3.635 | 3.5455 | 0 | 494.1526 | 123.5382
1233 | ConEd | Program data | 2014 | 4 | 1233 |  | 4 | 506.63 |  |  |  | 506.63 | NY Metro | 1233 | Program data |  | 1 | 4 | 506.63 | 494.1526 | contract price | 3.635 | 3.5455 | 0 | 494.1526 | 123.5382
1234 | ConEd | Program data | 2014 | 4 | 1234 |  | 4 | 506.63 |  |  |  | 506.63 | NY Metro | 1234 | Program data |  | 1 | 4 | 506.63 | 494.1526 | contract price | 3.635 | 3.5455 | 0 | 494.1526 | 123.5382
1235 | ConEd | Program data | 2014 | 4 | 1235 |  | 4 | 506.63 |  |  |  | 506.63 | NY Metro | 1235 | Program data |  | 1 | 4 | 506.63 | 494.1526 | contract price | 3.635 | 3.5455 | 0 | 494.1526 | 123.5382
1236 | ConEd | Program data | 2014 | 4 | 1236 |  | 4 | 506.63 |  |  |  | 506.63 | NY Metro | 1236 | Program data |  | 1 | 4 | 506.63 | 494.1526 | contract price | 3.635 | 3.5455 | 0 | 494.1526 | 123.5382
1237 | ConEd | Program data | 2014 | 4 | 1237 |  | 4 | 506.63 |  |  |  | 506.63 | NY Metro | 1237 | Program data |  | 1 | 4 | 506.63 | 494.1526 | contract price | 3.635 | 3.5455 | 0 | 494.1526 | 123.5382
1238 | ConEd | Program data | 2014 | 4 | 1238 |  | 4 | 506.63 |  |  |  | 506.63 | NY Metro | 1238 | Program data |  | 1 | 4 | 506.63 | 494.1526 | contract price | 3.635 | 3.5455 | 0 | 494.1526 | 123.5382
1239 | ConEd | Program data | 2014 | 4 | 1239 |  | 4 | 506.63 |  |  |  | 506.63 | NY Metro | 1239 | Program data |  | 1 | 4 | 506.63 | 494.1526 | contract price | 3.635 | 3.5455 | 0 | 494.1526 | 123.5382
1240 | ConEd | Program data | 2014 | 4 | 1240 |  | 4 | 506.63 |  |  |  | 506.63 | NY Metro | 1240 | Program data |  | 1 | 4 | 506.63 | 494.1526 | contract price | 3.635 | 3.5455 | 0 | 494.1526 | 123.5382
1241 | ConEd | Program data | 2014 | 4 | 1241 |  | 4 | 506.63 |  |  |  | 506.63 | NY Metro | 1241 | Program data |  | 1 | 4 | 506.63 | 494.1526 | contract price | 3.635 | 3.5455 | 0 | 494.1526 | 123.5382
1242 | ConEd | Program data | 2014 | 4 | 1242 |  | 4 | 506.63 |  |  |  | 506.63 | NY Metro | 1242 | Program data |  | 1 | 4 | 506.63 | 494.1526 | contract price | 3.635 | 3.5455 | 0 | 494.1526 | 123.5382
1243 | ConEd | Program data | 2014 | 4 | 1243 |  | 4 | 506.64 |  |  |  | 506.64 | NY Metro | 1243 | Program data |  | 1 | 4 | 506.64 | 494.1624 | contract price | 3.635 | 3.5455 | 0 | 494.1624 | 123.5406
1244 | ConEd | Program data | 2014 | 4 | 1244 |  | 4 | 506.64 |  |  |  | 506.64 | NY Metro | 1244 | Program data |  | 1 | 4 | 506.64 | 494.1624 | contract price | 3.635 | 3.5455 | 0 | 494.1624 | 123.5406
1245 | ConEd | Program data | 2014 | 4 | 1245 |  | 4 | 506.64 |  |  |  | 506.64 | NY Metro | 1245 | Program data |  | 1 | 4 | 506.64 | 494.1624 | contract price | 3.635 | 3.5455 | 0 | 494.1624 | 123.5406
1246 | ConEd | Program data | 2014 | 4 | 1246 |  | 4 | 506.63 |  |  |  | 506.63 | NY Metro | 1246 | Program data |  | 1 | 4 | 506.63 | 494.1526 | contract price | 3.635 | 3.5455 | 0 | 494.1526 | 123.5382
1247 | ConEd | Program data | 2014 | 4 | 1247 |  | 4 | 506.63 |  |  |  | 506.63 | NY Metro | 1247 | Program data |  | 1 | 4 | 506.63 | 494.1526 | contract price | 3.635 | 3.5455 | 0 | 494.1526 | 123.5382
1248 | ConEd | Program data | 2014 | 4 | 1248 |  | 4 | 506.63 |  |  |  | 506.63 | NY Metro | 1248 | Program data |  | 1 | 4 | 506.63 | 494.1526 | contract price | 3.635 | 3.5455 | 0 | 494.1526 | 123.5382
1249 | ConEd | Program data | 2014 | 4 | 1249 |  | 4 | 506.63 |  |  |  | 506.63 | NY Metro | 1249 | Program data |  | 1 | 4 | 506.63 | 494.1526 | contract price | 3.635 | 3.5455 | 0 | 494.1526 | 123.5382
1250 | ConEd | Program data | 2014 | 4 | 1250 |  | 4 | 506.63 |  |  |  | 506.63 | NY Metro | 1250 | Program data |  | 1 | 4 | 506.63 | 494.1526 | contract price | 3.635 | 3.5455 | 0 | 494.1526 | 123.5382
1251 | ConEd | Program data | 2014 | 4 | 1251 |  | 4 | 506.63 |  |  |  | 506.63 | NY Metro | 1251 | Program data |  | 1 | 4 | 506.63 | 494.1526 | contract price | 3.635 | 3.5455 | 0 | 494.1526 | 123.5382
1252 | ConEd | Program data | 2014 | 4 | 1252 |  | 4 | 506.63 |  |  |  | 506.63 | NY Metro | 1252 | Program data |  | 1 | 4 | 506.63 | 494.1526 | contract price | 3.635 | 3.5455 | 0 | 494.1526 | 123.5382
1253 | ConEd | Program data | 2014 | 4 | 1253 |  | 4 | 506.63 |  |  |  | 506.63 | NY Metro | 1253 | Program data |  | 1 | 4 | 506.63 | 494.1526 | contract price | 3.635 | 3.5455 | 0 | 494.1526 | 123.5382
1254 | ConEd | Program data | 2014 | 4 | 1254 |  | 4 | 506.63 |  |  |  | 506.63 | NY Metro | 1254 | Program data |  | 1 | 4 | 506.63 | 494.1526 | contract price | 3.635 | 3.5455 | 0 | 494.1526 | 123.5382
1255 | ConEd | Program data | 2014 | 4 | 1255 |  | 4 | 506.63 |  |  |  | 506.63 | NY Metro | 1255 | Program data |  | 1 | 4 | 506.63 | 494.1526 | contract price | 3.635 | 3.5455 | 0 | 494.1526 | 123.5382
1256 | ConEd | Program data | 2014 | 4 | 1256 |  | 4 | 506.63 |  |  |  | 506.63 | NY Metro | 1256 | Program data |  | 1 | 4 | 506.63 | 494.1526 | contract price | 3.635 | 3.5455 | 0 | 494.1526 | 123.5382
1257 | ConEd | Program data | 2014 | 4 | 1257 |  | 4 | 506.63 |  |  |  | 506.63 | NY Metro | 1257 | Program data |  | 1 | 4 | 506.63 | 494.1526 | contract price | 3.635 | 3.5455 | 0 | 494.1526 | 123.5382
1258 | ConEd | Program data | 2014 | 4 | 1258 |  | 4 | 506.63 |  |  |  | 506.63 | NY Metro | 1258 | Program data |  | 1 | 4 | 506.63 | 494.1526 | contract price | 3.635 | 3.5455 | 0 | 494.1526 | 123.5382
1259 | ConEd | Program data | 2014 | 4 | 1259 |  | 4 | 506.63 |  |  |  | 506.63 | NY Metro | 1259 | Program data |  | 1 | 4 | 506.63 | 494.1526 | contract price | 3.635 | 3.5455 | 0 | 494.1526 | 123.5382
1260 | ConEd | Program data | 2014 | 4 | 1260 |  | 4 | 506.63 |  |  |  | 506.63 | NY Metro | 1260 | Program data |  | 1 | 4 | 506.63 | 494.1526 | contract price | 3.635 | 3.5455 | 0 | 494.1526 | 123.5382
1261 | ConEd | Program data | 2014 | 4 | 1261 |  | 4 | 506.63 |  |  |  | 506.63 | NY Metro | 1261 | Program data |  | 1 | 4 | 506.63 | 494.1526 | contract price | 3.635 | 3.5455 | 0 | 494.1526 | 123.5382
1262 | ConEd | Program data | 2014 | 4 | 1262 |  | 4 | 506.63 |  |  |  | 506.63 | NY Metro | 1262 | Program data |  | 1 | 4 | 506.63 | 494.1526 | contract price | 3.635 | 3.5455 | 0 | 494.1526 | 123.5382
1263 | ConEd | Program data | 2014 | 4 | 1263 |  | 4 | 506.63 |  |  |  | 506.63 | NY Metro | 1263 | Program data |  | 1 | 4 | 506.63 | 494.1526 | contract price | 3.635 | 3.5455 | 0 | 494.1526 | 123.5382
1264 | ConEd | Program data | 2014 | 4 | 1264 |  | 4 | 506.63 |  |  |  | 506.63 | NY Metro | 1264 | Program data |  | 1 | 4 | 506.63 | 494.1526 | contract price | 3.635 | 3.5455 | 0 | 494.1526 | 123.5382
1265 | ConEd | Program data | 2014 | 4 | 1265 |  | 4 | 506.63 |  |  |  | 506.63 | NY Metro | 1265 | Program data |  | 1 | 4 | 506.63 | 494.1526 | contract price | 3.635 | 3.5455 | 0 | 494.1526 | 123.5382
1266 | ConEd | Program data | 2014 | 4 | 1266 |  | 4 | 506.63 |  |  |  | 506.63 | NY Metro | 1266 | Program data |  | 1 | 4 | 506.63 | 494.1526 | contract price | 3.635 | 3.5455 | 0 | 494.1526 | 123.5382
1267 | ConEd | Program data | 2014 | 4 | 1267 |  | 4 | 506.63 |  |  |  | 506.63 | NY Metro | 1267 | Program data |  | 1 | 4 | 506.63 | 494.1526 | contract price | 3.635 | 3.5455 | 0 | 494.1526 | 123.5382
1268 | ConEd | Program data | 2014 | 4 | 1268 |  | 4 | 506.63 |  |  |  | 506.63 | NY Metro | 1268 | Program data |  | 1 | 4 | 506.63 | 494.1526 | contract price | 3.635 | 3.5455 | 0 | 494.1526 | 123.5382
1269 | ConEd | Program data | 2014 | 4 | 1269 |  | 4 | 506.63 |  |  |  | 506.63 | NY Metro | 1269 | Program data |  | 1 | 4 | 506.63 | 494.1526 | contract price | 3.635 | 3.5455 | 0 | 494.1526 | 123.5382
1270 | ConEd | Program data | 2014 | 4 | 1270 |  | 4 | 506.63 |  |  |  | 506.63 | NY Metro | 1270 | Program data |  | 1 | 4 | 506.63 | 494.1526 | contract price | 3.635 | 3.5455 | 0 | 494.1526 | 123.5382
1271 | ConEd | Program data | 2014 | 4 | 1271 |  | 4 | 506.63 |  |  |  | 506.63 | NY Metro | 1271 | Program data |  | 1 | 4 | 506.63 | 494.1526 | contract price | 3.635 | 3.5455 | 0 | 494.1526 | 123.5382
1272 | ConEd | Program data | 2014 | 4 | 1272 |  | 4 | 506.63 |  |  |  | 506.63 | NY Metro | 1272 | Program data |  | 1 | 4 | 506.63 | 494.1526 | contract price | 3.635 | 3.5455 | 0 | 494.1526 | 123.5382
1273 | ConEd | Program data | 2014 | 4 | 1273 |  | 4 | 506.63 |  |  |  | 506.63 | NY Metro | 1273 | Program data |  | 1 | 4 | 506.63 | 494.1526 | contract price | 3.635 | 3.5455 | 0 | 494.1526 | 123.5382
1274 | ConEd | Program data | 2014 | 4 | 1274 |  | 4 | 506.63 |  |  |  | 506.63 | NY Metro | 1274 | Program data |  | 1 | 4 | 506.63 | 494.1526 | contract price | 3.635 | 3.5455 | 0 | 494.1526 | 123.5382
1275 | ConEd | Program data | 2014 | 4 | 1275 |  | 4 | 506.63 |  |  |  | 506.63 | NY Metro | 1275 | Program data |  | 1 | 4 | 506.63 | 494.1526 | contract price | 3.635 | 3.5455 | 0 | 494.1526 | 123.5382
1276 | ConEd | Program data | 2014 | 4 | 1276 |  | 4 | 506.63 |  |  |  | 506.63 | NY Metro | 1276 | Program data |  | 1 | 4 | 506.63 | 494.1526 | contract price | 3.635 | 3.5455 | 0 | 494.1526 | 123.5382
1277 | ConEd | Program data | 2014 | 4 | 1277 |  | 4 | 506.63 |  |  |  | 506.63 | NY Metro | 1277 | Program data |  | 1 | 4 | 506.63 | 494.1526 | contract price | 3.635 | 3.5455 | 0 | 494.1526 | 123.5382
1278 | ConEd | Program data | 2014 | 4 | 1278 |  | 4 | 506.63 |  |  |  | 506.63 | NY Metro | 1278 | Program data |  | 1 | 4 | 506.63 | 494.1526 | contract price | 3.635 | 3.5455 | 0 | 494.1526 | 123.5382
1279 | ConEd | Program data | 2014 | 4 | 1279 |  | 4 | 506.63 |  |  |  | 506.63 | NY Metro | 1279 | Program data |  | 1 | 4 | 506.63 | 494.1526 | contract price | 3.635 | 3.5455 | 0 | 494.1526 | 123.5382
1280 | ConEd | Program data | 2014 | 4 | 1280 |  | 4 | 506.63 |  |  |  | 506.63 | NY Metro | 1280 | Program data |  | 1 | 4 | 506.63 | 494.1526 | contract price | 3.635 | 3.5455 | 0 | 494.1526 | 123.5382
1281 | ConEd | Program data | 2014 | 4 | 1281 |  | 4 | 506.63 |  |  |  | 506.63 | NY Metro | 1281 | Program data |  | 1 | 4 | 506.63 | 494.1526 | contract price | 3.635 | 3.5455 | 0 | 494.1526 | 123.5382
1282 | ConEd | Program data | 2014 | 4 | 1282 |  | 4 | 506.64 |  |  |  | 506.64 | NY Metro | 1282 | Program data |  | 1 | 4 | 506.64 | 494.1624 | contract price | 3.635 | 3.5455 | 0 | 494.1624 | 123.5406
1283 | ConEd | Program data | 2014 | 4 | 1283 |  | 4 | 506.64 |  |  |  | 506.64 | NY Metro | 1283 | Program data |  | 1 | 4 | 506.64 | 494.1624 | contract price | 3.635 | 3.5455 | 0 | 494.1624 | 123.5406
1284 | ConEd | Program data | 2014 | 4 | 1284 |  | 4 | 506.64 |  |  |  | 506.64 | NY Metro | 1284 | Program data |  | 1 | 4 | 506.64 | 494.1624 | contract price | 3.635 | 3.5455 | 0 | 494.1624 | 123.5406
1285 | ConEd | Program data | 2014 | 4 | 1285 |  | 4 | 506.64 |  |  |  | 506.64 | NY Metro | 1285 | Program data |  | 1 | 4 | 506.64 | 494.1624 | contract price | 3.635 | 3.5455 | 0 | 494.1624 | 123.5406
1286 | ConEd | Program data | 2014 | 4 | 1286 |  | 4 | 506.64 |  |  |  | 506.64 | NY Metro | 1286 | Program data |  | 1 | 4 | 506.64 | 494.1624 | contract price | 3.635 | 3.5455 | 0 | 494.1624 | 123.5406
1287 | ConEd | Program data | 2014 | 4 | 1287 |  | 4 | 506.64 |  |  |  | 506.64 | NY Metro | 1287 | Program data |  | 1 | 4 | 506.64 | 494.1624 | contract price | 3.635 | 3.5455 | 0 | 494.1624 | 123.5406
1288 | ConEd | Program data | 2014 | 4 | 1288 |  | 4 | 506.64 |  |  |  | 506.64 | NY Metro | 1288 | Program data |  | 1 | 4 | 506.64 | 494.1624 | contract price | 3.635 | 3.5455 | 0 | 494.1624 | 123.5406
1289 | ConEd | Program data | 2014 | 4 | 1289 |  | 4 | 506.63 |  |  |  | 506.63 | NY Metro | 1289 | Program data |  | 1 | 4 | 506.63 | 494.1526 | contract price | 3.635 | 3.5455 | 0 | 494.1526 | 123.5382
1290 | ConEd | Program data | 2014 | 4 | 1290 |  | 4 | 506.64 |  |  |  | 506.64 | NY Metro | 1290 | Program data |  | 1 | 4 | 506.64 | 494.1624 | contract price | 3.635 | 3.5455 | 0 | 494.1624 | 123.5406
1291 | ConEd | Program data | 2014 | 4 | 1291 |  | 4 | 506.63 |  |  |  | 506.63 | NY Metro | 1291 | Program data |  | 1 | 4 | 506.63 | 494.1526 | contract price | 3.635 | 3.5455 | 0 | 494.1526 | 123.5382
1292 | ConEd | Program data | 2014 | 4 | 1292 |  | 4 | 506.63 |  |  |  | 506.63 | NY Metro | 1292 | Program data |  | 1 | 4 | 506.63 | 494.1526 | contract price | 3.635 | 3.5455 | 0 | 494.1526 | 123.5382
1293 | ConEd | Program data | 2014 | 4 | 1293 |  | 4 | 506.63 |  |  |  | 506.63 | NY Metro | 1293 | Program data |  | 1 | 4 | 506.63 | 494.1526 | contract price | 3.635 | 3.5455 | 0 | 494.1526 | 123.5382
1294 | ConEd | Program data | 2014 | 4 | 1294 |  | 4 | 506.63 |  |  |  | 506.63 | NY Metro | 1294 | Program data |  | 1 | 4 | 506.63 | 494.1526 | contract price | 3.635 | 3.5455 | 0 | 494.1526 | 123.5382
1295 | ConEd | Program data | 2014 | 4 | 1295 |  | 4 | 506.64 |  |  |  | 506.64 | NY Metro | 1295 | Program data |  | 1 | 4 | 506.64 | 494.1624 | contract price | 3.635 | 3.5455 | 0 | 494.1624 | 123.5406
1296 | ConEd | Program data | 2014 | 4 | 1296 |  | 4 | 506.64 |  |  |  | 506.64 | NY Metro | 1296 | Program data |  | 1 | 4 | 506.64 | 494.1624 | contract price | 3.635 | 3.5455 | 0 | 494.1624 | 123.5406
1297 | ConEd | Program data | 2014 | 4 | 1297 |  | 4 | 506.64 |  |  |  | 506.64 | NY Metro | 1297 | Program data |  | 1 | 4 | 506.64 | 494.1624 | contract price | 3.635 | 3.5455 | 0 | 494.1624 | 123.5406
1298 | ConEd | Program data | 2014 | 4 | 1298 |  | 4 | 506.64 |  |  |  | 506.64 | NY Metro | 1298 | Program data |  | 1 | 4 | 506.64 | 494.1624 | contract price | 3.635 | 3.5455 | 0 | 494.1624 | 123.5406
1299 | ConEd | Program data | 2014 | 4 | 1299 |  | 4 | 506.64 |  |  |  | 506.64 | NY Metro | 1299 | Program data |  | 1 | 4 | 506.64 | 494.1624 | contract price | 3.635 | 3.5455 | 0 | 494.1624 | 123.5406
1300 | ConEd | Program data | 2014 | 4 | 1300 |  | 4 | 506.64 |  |  |  | 506.64 | NY Metro | 1300 | Program data |  | 1 | 4 | 506.64 | 494.1624 | contract price | 3.635 | 3.5455 | 0 | 494.1624 | 123.5406
1301 | ConEd | Program data | 2014 | 4 | 1301 |  | 4 | 506.64 |  |  |  | 506.64 | NY Metro | 1301 | Program data |  | 1 | 4 | 506.64 | 494.1624 | contract price | 3.635 | 3.5455 | 0 | 494.1624 | 123.5406
1302 | ConEd | Program data | 2014 | 4 | 1302 |  | 4 | 506.64 |  |  |  | 506.64 | NY Metro | 1302 | Program data |  | 1 | 4 | 506.64 | 494.1624 | contract price | 3.635 | 3.5455 | 0 | 494.1624 | 123.5406
1303 | ConEd | Program data | 2014 | 4 | 1303 |  | 4 | 506.64 |  |  |  | 506.64 | NY Metro | 1303 | Program data |  | 1 | 4 | 506.64 | 494.1624 | contract price | 3.635 | 3.5455 | 0 | 494.1624 | 123.5406
1304 | ConEd | Program data | 2014 | 4 | 1304 |  | 4 | 506.63 |  |  |  | 506.63 | NY Metro | 1304 | Program data |  | 1 | 4 | 506.63 | 494.1526 | contract price | 3.635 | 3.5455 | 0 | 494.1526 | 123.5382
1305 | ConEd | Program data | 2014 | 4 | 1305 |  | 4 | 506.63 |  |  |  | 506.63 | NY Metro | 1305 | Program data |  | 1 | 4 | 506.63 | 494.1526 | contract price | 3.635 | 3.5455 | 0 | 494.1526 | 123.5382
1306 | ConEd | Program data | 2014 | 4 | 1306 |  | 4 | 506.63 |  |  |  | 506.63 | NY Metro | 1306 | Program data |  | 1 | 4 | 506.63 | 494.1526 | contract price | 3.635 | 3.5455 | 0 | 494.1526 | 123.5382
1307 | ConEd | Program data | 2014 | 4 | 1307 |  | 4 | 506.63 |  |  |  | 506.63 | NY Metro | 1307 | Program data |  | 1 | 4 | 506.63 | 494.1526 | contract price | 3.635 | 3.5455 | 0 | 494.1526 | 123.5382
1308 | ConEd | Program data | 2014 | 4 | 1308 |  | 4 | 506.63 |  |  |  | 506.63 | NY Metro | 1308 | Program data |  | 1 | 4 | 506.63 | 494.1526 | contract price | 3.635 | 3.5455 | 0 | 494.1526 | 123.5382
1309 | ConEd | Program data | 2014 | 4 | 1309 |  | 4 | 506.63 |  |  |  | 506.63 | NY Metro | 1309 | Program data |  | 1 | 4 | 506.63 | 494.1526 | contract price | 3.635 | 3.5455 | 0 | 494.1526 | 123.5382
1310 | ConEd | Program data | 2014 | 4 | 1310 |  | 4 | 506.63 |  |  |  | 506.63 | NY Metro | 1310 | Program data |  | 1 | 4 | 506.63 | 494.1526 | contract price | 3.635 | 3.5455 | 0 | 494.1526 | 123.5382
1311 | ConEd | Program data | 2014 | 4 | 1311 |  | 4 | 506.63 |  |  |  | 506.63 | NY Metro | 1311 | Program data |  | 1 | 4 | 506.63 | 494.1526 | contract price | 3.635 | 3.5455 | 0 | 494.1526 | 123.5382
1312 | ConEd | Program data | 2014 | 4 | 1312 |  | 4 | 506.63 |  |  |  | 506.63 | NY Metro | 1312 | Program data |  | 1 | 4 | 506.63 | 494.1526 | contract price | 3.635 | 3.5455 | 0 | 494.1526 | 123.5382
1313 | ConEd | Program data | 2014 | 4 | 1313 |  | 4 | 506.63 |  |  |  | 506.63 | NY Metro | 1313 | Program data |  | 1 | 4 | 506.63 | 494.1526 | contract price | 3.635 | 3.5455 | 0 | 494.1526 | 123.5382
1314 | ConEd | Program data | 2014 | 4 | 1314 |  | 4 | 506.63 |  |  |  | 506.63 | NY Metro | 1314 | Program data |  | 1 | 4 | 506.63 | 494.1526 | contract price | 3.635 | 3.5455 | 0 | 494.1526 | 123.5382
1315 | ConEd | Program data | 2014 | 4 | 1315 |  | 4 | 506.63 |  |  |  | 506.63 | NY Metro | 1315 | Program data |  | 1 | 4 | 506.63 | 494.1526 | contract price | 3.635 | 3.5455 | 0 | 494.1526 | 123.5382
1316 | ConEd | Program data | 2014 | 4 | 1316 |  | 4 | 506.63 |  |  |  | 506.63 | NY Metro | 1316 | Program data |  | 1 | 4 | 506.63 | 494.1526 | contract price | 3.635 | 3.5455 | 0 | 494.1526 | 123.5382
1317 | ConEd | Program data | 2014 | 4 | 1317 |  | 4 | 506.63 |  |  |  | 506.63 | NY Metro | 1317 | Program data |  | 1 | 4 | 506.63 | 494.1526 | contract price | 3.635 | 3.5455 | 0 | 494.1526 | 123.5382
1318 | ConEd | Program data | 2014 | 4 | 1318 |  | 4 | 506.63 |  |  |  | 506.63 | NY Metro | 1318 | Program data |  | 1 | 4 | 506.63 | 494.1526 | contract price | 3.635 | 3.5455 | 0 | 494.1526 | 123.5382
1319 | ConEd | Program data | 2014 | 4 | 1319 |  | 4 | 506.63 |  |  |  | 506.63 | NY Metro | 1319 | Program data |  | 1 | 4 | 506.63 | 494.1526 | contract price | 3.635 | 3.5455 | 0 | 494.1526 | 123.5382
1320 | ConEd | Program data | 2014 | 4 | 1320 |  | 4 | 506.63 |  |  |  | 506.63 | NY Metro | 1320 | Program data |  | 1 | 4 | 506.63 | 494.1526 | contract price | 3.635 | 3.5455 | 0 | 494.1526 | 123.5382
1321 | ConEd | Program data | 2014 | 4 | 1321 |  | 4 | 506.63 |  |  |  | 506.63 | NY Metro | 1321 | Program data |  | 1 | 4 | 506.63 | 494.1526 | contract price | 3.635 | 3.5455 | 0 | 494.1526 | 123.5382
1322 | ConEd | Program data | 2014 | 4 | 1322 |  | 4 | 506.63 |  |  |  | 506.63 | NY Metro | 1322 | Program data |  | 1 | 4 | 506.63 | 494.1526 | contract price | 3.635 | 3.5455 | 0 | 494.1526 | 123.5382
1323 | ConEd | Program data | 2014 | 4 | 1323 |  | 4 | 506.63 |  |  |  | 506.63 | NY Metro | 1323 | Program data |  | 1 | 4 | 506.63 | 494.1526 | contract price | 3.635 | 3.5455 | 0 | 494.1526 | 123.5382
1324 | ConEd | Program data | 2014 | 4 | 1324 |  | 4 | 506.64 |  |  |  | 506.64 | NY Metro | 1324 | Program data |  | 1 | 4 | 506.64 | 494.1624 | contract price | 3.635 | 3.5455 | 0 | 494.1624 | 123.5406
1325 | ConEd | Program data | 2014 | 4 | 1325 |  | 4 | 506.64 |  |  |  | 506.64 | NY Metro | 1325 | Program data |  | 1 | 4 | 506.64 | 494.1624 | contract price | 3.635 | 3.5455 | 0 | 494.1624 | 123.5406
1326 | ConEd | Program data | 2014 | 4 | 1326 |  | 4 | 506.64 |  |  |  | 506.64 | NY Metro | 1326 | Program data |  | 1 | 4 | 506.64 | 494.1624 | contract price | 3.635 | 3.5455 | 0 | 494.1624 | 123.5406
1327 | ConEd | Program data | 2014 | 4 | 1327 |  | 4 | 506.64 |  |  |  | 506.64 | NY Metro | 1327 | Program data |  | 1 | 4 | 506.64 | 494.1624 | contract price | 3.635 | 3.5455 | 0 | 494.1624 | 123.5406
1328 | ConEd | Program data | 2014 | 4 | 1328 |  | 4 | 506.64 |  |  |  | 506.64 | NY Metro | 1328 | Program data |  | 1 | 4 | 506.64 | 494.1624 | contract price | 3.635 | 3.5455 | 0 | 494.1624 | 123.5406
1329 | ConEd | Program data | 2014 | 4 | 1329 |  | 4 | 506.64 |  |  |  | 506.64 | NY Metro | 1329 | Program data |  | 1 | 4 | 506.64 | 494.1624 | contract price | 3.635 | 3.5455 | 0 | 494.1624 | 123.5406
1330 | ConEd | Program data | 2014 | 4 | 1330 |  | 4 | 506.64 |  |  |  | 506.64 | NY Metro | 1330 | Program data |  | 1 | 4 | 506.64 | 494.1624 | contract price | 3.635 | 3.5455 | 0 | 494.1624 | 123.5406
1331 | ConEd | Program data | 2014 | 4 | 1331 |  | 4 | 506.64 |  |  |  | 506.64 | NY Metro | 1331 | Program data |  | 1 | 4 | 506.64 | 494.1624 | contract price | 3.635 | 3.5455 | 0 | 494.1624 | 123.5406
1332 | ConEd | Program data | 2014 | 4 | 1332 |  | 4 | 506.64 |  |  |  | 506.64 | NY Metro | 1332 | Program data |  | 1 | 4 | 506.64 | 494.1624 | contract price | 3.635 | 3.5455 | 0 | 494.1624 | 123.5406
1333 | ConEd | Program data | 2014 | 4 | 1333 |  | 4 | 506.64 |  |  |  | 506.64 | NY Metro | 1333 | Program data |  | 1 | 4 | 506.64 | 494.1624 | contract price | 3.635 | 3.5455 | 0 | 494.1624 | 123.5406
1334 | ConEd | Program data | 2014 | 4 | 1334 |  | 4 | 506.64 |  |  |  | 506.64 | NY Metro | 1334 | Program data |  | 1 | 4 | 506.64 | 494.1624 | contract price | 3.635 | 3.5455 | 0 | 494.1624 | 123.5406
1335 | ConEd | Program data | 2014 | 4 | 1335 |  | 4 | 506.64 |  |  |  | 506.64 | NY Metro | 1335 | Program data |  | 1 | 4 | 506.64 | 494.1624 | contract price | 3.635 | 3.5455 | 0 | 494.1624 | 123.5406
1336 | ConEd | Program data | 2014 | 4 | 1336 |  | 4 | 506.64 |  |  |  | 506.64 | NY Metro | 1336 | Program data |  | 1 | 4 | 506.64 | 494.1624 | contract price | 3.635 | 3.5455 | 0 | 494.1624 | 123.5406
1337 | ConEd | Program data | 2014 | 4 | 1337 |  | 4 | 506.64 |  |  |  | 506.64 | NY Metro | 1337 | Program data |  | 1 | 4 | 506.64 | 494.1624 | contract price | 3.635 | 3.5455 | 0 | 494.1624 | 123.5406
1338 | ConEd | Program data | 2014 | 4 | 1338 |  | 4 | 506.64 |  |  |  | 506.64 | NY Metro | 1338 | Program data |  | 1 | 4 | 506.64 | 494.1624 | contract price | 3.635 | 3.5455 | 0 | 494.1624 | 123.5406
1339 | ConEd | Program data | 2014 | 4 | 1339 |  | 4 | 506.64 |  |  |  | 506.64 | NY Metro | 1339 | Program data |  | 1 | 4 | 506.64 | 494.1624 | contract price | 3.635 | 3.5455 | 0 | 494.1624 | 123.5406
1340 | ConEd | Program data | 2014 | 4 | 1340 |  | 4 | 506.64 |  |  |  | 506.64 | NY Metro | 1340 | Program data |  | 1 | 4 | 506.64 | 494.1624 | contract price | 3.635 | 3.5455 | 0 | 494.1624 | 123.5406
1341 | ConEd | Program data | 2014 | 4 | 1341 |  | 4 | 506.64 |  |  |  | 506.64 | NY Metro | 1341 | Program data |  | 1 | 4 | 506.64 | 494.1624 | contract price | 3.635 | 3.5455 | 0 | 494.1624 | 123.5406
1342 | ConEd | Program data | 2014 | 4 | 1342 |  | 4 | 506.64 |  |  |  | 506.64 | NY Metro | 1342 | Program data |  | 1 | 4 | 506.64 | 494.1624 | contract price | 3.635 | 3.5455 | 0 | 494.1624 | 123.5406
1343 | ConEd | Program data | 2014 | 4 | 1343 |  | 4 | 506.64 |  |  |  | 506.64 | NY Metro | 1343 | Program data |  | 1 | 4 | 506.64 | 494.1624 | contract price | 3.635 | 3.5455 | 0 | 494.1624 | 123.5406
1344 | ConEd | Program data | 2014 | 4 | 1344 |  | 4 | 506.64 |  |  |  | 506.64 | NY Metro | 1344 | Program data |  | 1 | 4 | 506.64 | 494.1624 | contract price | 3.635 | 3.5455 | 0 | 494.1624 | 123.5406
1345 | ConEd | Program data | 2014 | 4 | 1345 |  | 4 | 506.64 |  |  |  | 506.64 | NY Metro | 1345 | Program data |  | 1 | 4 | 506.64 | 494.1624 | contract price | 3.635 | 3.5455 | 0 | 494.1624 | 123.5406
1346 | ConEd | Program data | 2014 | 4 | 1346 |  | 4 | 506.64 |  |  |  | 506.64 | NY Metro | 1346 | Program data |  | 1 | 4 | 506.64 | 494.1624 | contract price | 3.635 | 3.5455 | 0 | 494.1624 | 123.5406
1347 | ConEd | Program data | 2014 | 4 | 1347 |  | 4 | 506.64 |  |  |  | 506.64 | NY Metro | 1347 | Program data |  | 1 | 4 | 506.64 | 494.1624 | contract price | 3.635 | 3.5455 | 0 | 494.1624 | 123.5406
1348 | ConEd | Program data | 2014 | 4 | 1348 |  | 4 | 506.64 |  |  |  | 506.64 | NY Metro | 1348 | Program data |  | 1 | 4 | 506.64 | 494.1624 | contract price | 3.635 | 3.5455 | 0 | 494.1624 | 123.5406
1349 | ConEd | Program data | 2014 | 4 | 1349 |  | 4 | 506.64 |  |  |  | 506.64 | NY Metro | 1349 | Program data |  | 1 | 4 | 506.64 | 494.1624 | contract price | 3.635 | 3.5455 | 0 | 494.1624 | 123.5406
1350 | ConEd | Program data | 2014 | 4 | 1350 |  | 4 | 506.64 |  |  |  | 506.64 | NY Metro | 1350 | Program data |  | 1 | 4 | 506.64 | 494.1624 | contract price | 3.635 | 3.5455 | 0 | 494.1624 | 123.5406
1351 | ConEd | Program data | 2014 | 4 | 1351 |  | 4 | 506.64 |  |  |  | 506.64 | NY Metro | 1351 | Program data |  | 1 | 4 | 506.64 | 494.1624 | contract price | 3.635 | 3.5455 | 0 | 494.1624 | 123.5406
1352 | ConEd | Program data | 2014 | 4 | 1352 |  | 4 | 506.64 |  |  |  | 506.64 | NY Metro | 1352 | Program data |  | 1 | 4 | 506.64 | 494.1624 | contract price | 3.635 | 3.5455 | 0 | 494.1624 | 123.5406
1353 | ConEd | Program data | 2014 | 4 | 1353 |  | 4 | 506.64 |  |  |  | 506.64 | NY Metro | 1353 | Program data |  | 1 | 4 | 506.64 | 494.1624 | contract price | 3.635 | 3.5455 | 0 | 494.1624 | 123.5406
1354 | ConEd | Program data | 2014 | 4 | 1354 |  | 4 | 506.64 |  |  |  | 506.64 | NY Metro | 1354 | Program data |  | 1 | 4 | 506.64 | 494.1624 | contract price | 3.635 | 3.5455 | 0 | 494.1624 | 123.5406
1355 | ConEd | Program data | 2014 | 4 | 1355 |  | 4 | 506.64 |  |  |  | 506.64 | NY Metro | 1355 | Program data |  | 1 | 4 | 506.64 | 494.1624 | contract price | 3.635 | 3.5455 | 0 | 494.1624 | 123.5406
1356 | ConEd | Program data | 2014 | 4 | 1356 |  | 4 | 506.64 |  |  |  | 506.64 | NY Metro | 1356 | Program data |  | 1 | 4 | 506.64 | 494.1624 | contract price | 3.635 | 3.5455 | 0 | 494.1624 | 123.5406
1357 | ConEd | Program data | 2014 | 4 | 1357 |  | 4 | 506.64 |  |  |  | 506.64 | NY Metro | 1357 | Program data |  | 1 | 4 | 506.64 | 494.1624 | contract price | 3.635 | 3.5455 | 0 | 494.1624 | 123.5406
1358 | ConEd | Program data | 2014 | 4 | 1358 |  | 4 | 506.64 |  |  |  | 506.64 | NY Metro | 1358 | Program data |  | 1 | 4 | 506.64 | 494.1624 | contract price | 3.635 | 3.5455 | 0 | 494.1624 | 123.5406
1359 | ConEd | Program data | 2014 | 4 | 1359 |  | 4 | 506.64 |  |  |  | 506.64 | NY Metro | 1359 | Program data |  | 1 | 4 | 506.64 | 494.1624 | contract price | 3.635 | 3.5455 | 0 | 494.1624 | 123.5406
1360 | ConEd | Program data | 2014 | 4 | 1360 |  | 4 | 506.64 |  |  |  | 506.64 | NY Metro | 1360 | Program data |  | 1 | 4 | 506.64 | 494.1624 | contract price | 3.635 | 3.5455 | 0 | 494.1624 | 123.5406
1361 | ConEd | Program data | 2014 | 4 | 1361 |  | 4 | 506.64 |  |  |  | 506.64 | NY Metro | 1361 | Program data |  | 1 | 4 | 506.64 | 494.1624 | contract price | 3.635 | 3.5455 | 0 | 494.1624 | 123.5406
1362 | ConEd | Program data | 2014 | 4 | 1362 |  | 4 | 506.64 |  |  |  | 506.64 | NY Metro | 1362 | Program data |  | 1 | 4 | 506.64 | 494.1624 | contract price | 3.635 | 3.5455 | 0 | 494.1624 | 123.5406
1363 | ConEd | Program data | 2014 | 4 | 1363 |  | 4 | 506.64 |  |  |  | 506.64 | NY Metro | 1363 | Program data |  | 1 | 4 | 506.64 | 494.1624 | contract price | 3.635 | 3.5455 | 0 | 494.1624 | 123.5406
1364 | ConEd | Program data | 2014 | 4 | 1364 |  | 4 | 506.64 |  |  |  | 506.64 | NY Metro | 1364 | Program data |  | 1 | 4 | 506.64 | 494.1624 | contract price | 3.635 | 3.5455 | 0 | 494.1624 | 123.5406
1365 | ConEd | Program data | 2014 | 4 | 1365 |  | 4 | 506.64 |  |  |  | 506.64 | NY Metro | 1365 | Program data |  | 1 | 4 | 506.64 | 494.1624 | contract price | 3.635 | 3.5455 | 0 | 494.1624 | 123.5406
1366 | ConEd | Program data | 2014 | 4 | 1366 |  | 4 | 506.64 |  |  |  | 506.64 | NY Metro | 1366 | Program data |  | 1 | 4 | 506.64 | 494.1624 | contract price | 3.635 | 3.5455 | 0 | 494.1624 | 123.5406
1367 | ConEd | Program data | 2014 | 4 | 1367 |  | 4 | 506.64 |  |  |  | 506.64 | NY Metro | 1367 | Program data |  | 1 | 4 | 506.64 | 494.1624 | contract price | 3.635 | 3.5455 | 0 | 494.1624 | 123.5406
1368 | ConEd | Program data | 2014 | 4 | 1368 |  | 4 | 506.64 |  |  |  | 506.64 | NY Metro | 1368 | Program data |  | 1 | 4 | 506.64 | 494.1624 | contract price | 3.635 | 3.5455 | 0 | 494.1624 | 123.5406
1369 | ConEd | Program data | 2014 | 4 | 1369 |  | 4 | 506.64 |  |  |  | 506.64 | NY Metro | 1369 | Program data |  | 1 | 4 | 506.64 | 494.1624 | contract price | 3.635 | 3.5455 | 0 | 494.1624 | 123.5406
1370 | ConEd | Program data | 2014 | 4 | 1370 |  | 4 | 506.63 |  |  |  | 506.63 | NY Metro | 1370 | Program data |  | 1 | 4 | 506.63 | 494.1526 | contract price | 3.635 | 3.5455 | 0 | 494.1526 | 123.5382
1371 | ConEd | Program data | 2014 | 4 | 1371 |  | 4 | 506.64 |  |  |  | 506.64 | NY Metro | 1371 | Program data |  | 1 | 4 | 506.64 | 494.1624 | contract price | 3.635 | 3.5455 | 0 | 494.1624 | 123.5406
1372 | ConEd | Program data | 2014 | 4 | 1372 |  | 4 | 506.63 |  |  |  | 506.63 | NY Metro | 1372 | Program data |  | 1 | 4 | 506.63 | 494.1526 | contract price | 3.635 | 3.5455 | 0 | 494.1526 | 123.5382
1373 | ConEd | Program data | 2014 | 4 | 1373 |  | 4 | 506.63 |  |  |  | 506.63 | NY Metro | 1373 | Program data |  | 1 | 4 | 506.63 | 494.1526 | contract price | 3.635 | 3.5455 | 0 | 494.1526 | 123.5382
1374 | ConEd | Program data | 2014 | 4 | 1374 |  | 4 | 506.63 |  |  |  | 506.63 | NY Metro | 1374 | Program data |  | 1 | 4 | 506.63 | 494.1526 | contract price | 3.635 | 3.5455 | 0 | 494.1526 | 123.5382
1375 | ConEd | Program data | 2014 | 4 | 1375 |  | 4 | 506.63 |  |  |  | 506.63 | NY Metro | 1375 | Program data |  | 1 | 4 | 506.63 | 494.1526 | contract price | 3.635 | 3.5455 | 0 | 494.1526 | 123.5382
1376 | ConEd | Program data | 2014 | 4 | 1376 |  | 4 | 506.63 |  |  |  | 506.63 | NY Metro | 1376 | Program data |  | 1 | 4 | 506.63 | 494.1526 | contract price | 3.635 | 3.5455 | 0 | 494.1526 | 123.5382
1377 | ConEd | Program data | 2014 | 4 | 1377 |  | 4 | 506.63 |  |  |  | 506.63 | NY Metro | 1377 | Program data |  | 1 | 4 | 506.63 | 494.1526 | contract price | 3.635 | 3.5455 | 0 | 494.1526 | 123.5382
1378 | ConEd | Program data | 2014 | 4 | 1378 |  | 4 | 506.63 |  |  |  | 506.63 | NY Metro | 1378 | Program data |  | 1 | 4 | 506.63 | 494.1526 | contract price | 3.635 | 3.5455 | 0 | 494.1526 | 123.5382
1379 | ConEd | Program data | 2014 | 4 | 1379 |  | 4 | 506.63 |  |  |  | 506.63 | NY Metro | 1379 | Program data |  | 1 | 4 | 506.63 | 494.1526 | contract price | 3.635 | 3.5455 | 0 | 494.1526 | 123.5382
1380 | ConEd | Program data | 2014 | 4 | 1380 |  | 4 | 506.63 |  |  |  | 506.63 | NY Metro | 1380 | Program data |  | 1 | 4 | 506.63 | 494.1526 | contract price | 3.635 | 3.5455 | 0 | 494.1526 | 123.5382
1381 | ConEd | Program data | 2014 | 4 | 1381 |  | 4 | 506.63 |  |  |  | 506.63 | NY Metro | 1381 | Program data |  | 1 | 4 | 506.63 | 494.1526 | contract price | 3.635 | 3.5455 | 0 | 494.1526 | 123.5382
1382 | ConEd | Program data | 2014 | 4 | 1382 |  | 4 | 506.63 |  |  |  | 506.63 | NY Metro | 1382 | Program data |  | 1 | 4 | 506.63 | 494.1526 | contract price | 3.635 | 3.5455 | 0 | 494.1526 | 123.5382
1383 | ConEd | Program data | 2014 | 4 | 1383 |  | 4 | 506.63 |  |  |  | 506.63 | NY Metro | 1383 | Program data |  | 1 | 4 | 506.63 | 494.1526 | contract price | 3.635 | 3.5455 | 0 | 494.1526 | 123.5382
1384 | ConEd | Program data | 2014 | 4 | 1384 |  | 4 | 506.64 |  |  |  | 506.64 | NY Metro | 1384 | Program data |  | 1 | 4 | 506.64 | 494.1624 | contract price | 3.635 | 3.5455 | 0 | 494.1624 | 123.5406
1385 | ConEd | Program data | 2014 | 4 | 1385 |  | 4 | 506.64 |  |  |  | 506.64 | NY Metro | 1385 | Program data |  | 1 | 4 | 506.64 | 494.1624 | contract price | 3.635 | 3.5455 | 0 | 494.1624 | 123.5406
1386 | ConEd | Program data | 2014 | 4 | 1386 |  | 4 | 506.64 |  |  |  | 506.64 | NY Metro | 1386 | Program data |  | 1 | 4 | 506.64 | 494.1624 | contract price | 3.635 | 3.5455 | 0 | 494.1624 | 123.5406
1387 | ConEd | Program data | 2014 | 4 | 1387 |  | 4 | 506.64 |  |  |  | 506.64 | NY Metro | 1387 | Program data |  | 1 | 4 | 506.64 | 494.1624 | contract price | 3.635 | 3.5455 | 0 | 494.1624 | 123.5406
1388 | ConEd | Program data | 2014 | 4 | 1388 |  | 4 | 506.64 |  |  |  | 506.64 | NY Metro | 1388 | Program data |  | 1 | 4 | 506.64 | 494.1624 | contract price | 3.635 | 3.5455 | 0 | 494.1624 | 123.5406
1389 | ConEd | Program data | 2014 | 4 | 1389 |  | 4 | 506.64 |  |  |  | 506.64 | NY Metro | 1389 | Program data |  | 1 | 4 | 506.64 | 494.1624 | contract price | 3.635 | 3.5455 | 0 | 494.1624 | 123.5406
1390 | ConEd | Program data | 2014 | 4 | 1390 |  | 4 | 506.64 |  |  |  | 506.64 | NY Metro | 1390 | Program data |  | 1 | 4 | 506.64 | 494.1624 | contract price | 3.635 | 3.5455 | 0 | 494.1624 | 123.5406
1391 | ConEd | Program data | 2014 | 4 | 1391 |  | 4 | 506.64 |  |  |  | 506.64 | NY Metro | 1391 | Program data |  | 1 | 4 | 506.64 | 494.1624 | contract price | 3.635 | 3.5455 | 0 | 494.1624 | 123.5406
1392 | ConEd | Program data | 2014 | 4 | 1392 |  | 4 | 506.64 |  |  |  | 506.64 | NY Metro | 1392 | Program data |  | 1 | 4 | 506.64 | 494.1624 | contract price | 3.635 | 3.5455 | 0 | 494.1624 | 123.5406
1393 | ConEd | Program data | 2014 | 4 | 1393 |  | 4 | 506.64 |  |  |  | 506.64 | NY Metro | 1393 | Program data |  | 1 | 4 | 506.64 | 494.1624 | contract price | 3.635 | 3.5455 | 0 | 494.1624 | 123.5406
1394 | ConEd | Program data | 2014 | 4 | 1394 |  | 4 | 506.64 |  |  |  | 506.64 | NY Metro | 1394 | Program data |  | 1 | 4 | 506.64 | 494.1624 | contract price | 3.635 | 3.5455 | 0 | 494.1624 | 123.5406
1395 | ConEd | Program data | 2014 | 4 | 1395 |  | 4 | 506.64 |  |  |  | 506.64 | NY Metro | 1395 | Program data |  | 1 | 4 | 506.64 | 494.1624 | contract price | 3.635 | 3.5455 | 0 | 494.1624 | 123.5406
1396 | ConEd | Program data | 2014 | 4 | 1396 |  | 4 | 506.64 |  |  |  | 506.64 | NY Metro | 1396 | Program data |  | 1 | 4 | 506.64 | 494.1624 | contract price | 3.635 | 3.5455 | 0 | 494.1624 | 123.5406
1397 | ConEd | Program data | 2014 | 4 | 1397 |  | 4 | 506.64 |  |  |  | 506.64 | NY Metro | 1397 | Program data |  | 1 | 4 | 506.64 | 494.1624 | contract price | 3.635 | 3.5455 | 0 | 494.1624 | 123.5406
1398 | ConEd | Program data | 2014 | 4 | 1398 |  | 4 | 506.64 |  |  |  | 506.64 | NY Metro | 1398 | Program data |  | 1 | 4 | 506.64 | 494.1624 | contract price | 3.635 | 3.5455 | 0 | 494.1624 | 123.5406
1399 | ConEd | Program data | 2014 | 4 | 1399 |  | 4 | 506.64 |  |  |  | 506.64 | NY Metro | 1399 | Program data |  | 1 | 4 | 506.64 | 494.1624 | contract price | 3.635 | 3.5455 | 0 | 494.1624 | 123.5406
1400 | ConEd | Program data | 2014 | 4 | 1400 |  | 4 | 506.64 |  |  |  | 506.64 | NY Metro | 1400 | Program data |  | 1 | 4 | 506.64 | 494.1624 | contract price | 3.635 | 3.5455 | 0 | 494.1624 | 123.5406
1401 | ConEd | Program data | 2014 | 4 | 1401 |  | 4 | 506.64 |  |  |  | 506.64 | NY Metro | 1401 | Program data |  | 1 | 4 | 506.64 | 494.1624 | contract price | 3.635 | 3.5455 | 0 | 494.1624 | 123.5406
1402 | ConEd | Program data | 2014 | 4 | 1402 |  | 4 | 506.64 |  |  |  | 506.64 | NY Metro | 1402 | Program data |  | 1 | 4 | 506.64 | 494.1624 | contract price | 3.635 | 3.5455 | 0 | 494.1624 | 123.5406
1403 | ConEd | Program data | 2014 | 4 | 1403 |  | 4 | 506.64 |  |  |  | 506.64 | NY Metro | 1403 | Program data |  | 1 | 4 | 506.64 | 494.1624 | contract price | 3.635 | 3.5455 | 0 | 494.1624 | 123.5406
1404 | ConEd | Program data | 2014 | 4 | 1404 |  | 4 | 506.64 |  |  |  | 506.64 | NY Metro | 1404 | Program data |  | 1 | 4 | 506.64 | 494.1624 | contract price | 3.635 | 3.5455 | 0 | 494.1624 | 123.5406
1405 | ConEd | Program data | 2014 | 4 | 1405 |  | 4 | 506.64 |  |  |  | 506.64 | NY Metro | 1405 | Program data |  | 1 | 4 | 506.64 | 494.1624 | contract price | 3.635 | 3.5455 | 0 | 494.1624 | 123.5406
1406 | ConEd | Program data | 2014 | 4 | 1406 |  | 4 | 506.64 |  |  |  | 506.64 | NY Metro | 1406 | Program data |  | 1 | 4 | 506.64 | 494.1624 | contract price | 3.635 | 3.5455 | 0 | 494.1624 | 123.5406
1407 | ConEd | Program data | 2014 | 4 | 1407 |  | 4 | 506.64 |  |  |  | 506.64 | NY Metro | 1407 | Program data |  | 1 | 4 | 506.64 | 494.1624 | contract price | 3.635 | 3.5455 | 0 | 494.1624 | 123.5406
1408 | ConEd | Program data | 2014 | 4 | 1408 |  | 4 | 506.64 |  |  |  | 506.64 | NY Metro | 1408 | Program data |  | 1 | 4 | 506.64 | 494.1624 | contract price | 3.635 | 3.5455 | 0 | 494.1624 | 123.5406
1409 | ConEd | Program data | 2014 | 4 | 1409 |  | 4 | 506.64 |  |  |  | 506.64 | NY Metro | 1409 | Program data |  | 1 | 4 | 506.64 | 494.1624 | contract price | 3.635 | 3.5455 | 0 | 494.1624 | 123.5406
1410 | ConEd | Program data | 2014 | 4 | 1410 |  | 4 | 506.64 |  |  |  | 506.64 | NY Metro | 1410 | Program data |  | 1 | 4 | 506.64 | 494.1624 | contract price | 3.635 | 3.5455 | 0 | 494.1624 | 123.5406
1411 | ConEd | Program data | 2014 | 4 | 1411 |  | 4 | 506.64 |  |  |  | 506.64 | NY Metro | 1411 | Program data |  | 1 | 4 | 506.64 | 494.1624 | contract price | 3.635 | 3.5455 | 0 | 494.1624 | 123.5406
1412 | ConEd | Program data | 2014 | 4 | 1412 |  | 4 | 506.64 |  |  |  | 506.64 | NY Metro | 1412 | Program data |  | 1 | 4 | 506.64 | 494.1624 | contract price | 3.635 | 3.5455 | 0 | 494.1624 | 123.5406
1413 | ConEd | Program data | 2014 | 4 | 1413 |  | 4 | 506.64 |  |  |  | 506.64 | NY Metro | 1413 | Program data |  | 1 | 4 | 506.64 | 494.1624 | contract price | 3.635 | 3.5455 | 0 | 494.1624 | 123.5406
1414 | ConEd | Program data | 2014 | 4 | 1414 |  | 4 | 506.64 |  |  |  | 506.64 | NY Metro | 1414 | Program data |  | 1 | 4 | 506.64 | 494.1624 | contract price | 3.635 | 3.5455 | 0 | 494.1624 | 123.5406
1415 | ConEd | Program data | 2014 | 4 | 1415 |  | 4 | 506.64 |  |  |  | 506.64 | NY Metro | 1415 | Program data |  | 1 | 4 | 506.64 | 494.1624 | contract price | 3.635 | 3.5455 | 0 | 494.1624 | 123.5406
1416 | ConEd | Program data | 2014 | 4 | 1416 |  | 4 | 506.64 |  |  |  | 506.64 | NY Metro | 1416 | Program data |  | 1 | 4 | 506.64 | 494.1624 | contract price | 3.635 | 3.5455 | 0 | 494.1624 | 123.5406
1417 | ConEd | Program data | 2014 | 4 | 1417 |  | 4 | 506.64 |  |  |  | 506.64 | NY Metro | 1417 | Program data |  | 1 | 4 | 506.64 | 494.1624 | contract price | 3.635 | 3.5455 | 0 | 494.1624 | 123.5406
1418 | ConEd | Program data | 2014 | 4 | 1418 |  | 4 | 506.64 |  |  |  | 506.64 | NY Metro | 1418 | Program data |  | 1 | 4 | 506.64 | 494.1624 | contract price | 3.635 | 3.5455 | 0 | 494.1624 | 123.5406
1419 | ConEd | Program data | 2014 | 4 | 1419 |  | 4 | 506.64 |  |  |  | 506.64 | NY Metro | 1419 | Program data |  | 1 | 4 | 506.64 | 494.1624 | contract price | 3.635 | 3.5455 | 0 | 494.1624 | 123.5406
1420 | ConEd | Program data | 2014 | 4 | 1420 |  | 4 | 506.64 |  |  |  | 506.64 | NY Metro | 1420 | Program data |  | 1 | 4 | 506.64 | 494.1624 | contract price | 3.635 | 3.5455 | 0 | 494.1624 | 123.5406
1421 | ConEd | Program data | 2014 | 4 | 1421 |  | 4 | 506.64 |  |  |  | 506.64 | NY Metro | 1421 | Program data |  | 1 | 4 | 506.64 | 494.1624 | contract price | 3.635 | 3.5455 | 0 | 494.1624 | 123.5406
1422 | ConEd | Program data | 2014 | 4 | 1422 |  | 4 | 506.64 |  |  |  | 506.64 | NY Metro | 1422 | Program data |  | 1 | 4 | 506.64 | 494.1624 | contract price | 3.635 | 3.5455 | 0 | 494.1624 | 123.5406
1423 | ConEd | Program data | 2014 | 4 | 1423 |  | 4 | 506.64 |  |  |  | 506.64 | NY Metro | 1423 | Program data |  | 1 | 4 | 506.64 | 494.1624 | contract price | 3.635 | 3.5455 | 0 | 494.1624 | 123.5406
1424 | ConEd | Program data | 2014 | 4 | 1424 |  | 4 | 506.64 |  |  |  | 506.64 | NY Metro | 1424 | Program data |  | 1 | 4 | 506.64 | 494.1624 | contract price | 3.635 | 3.5455 | 0 | 494.1624 | 123.5406
1425 | ConEd | Program data | 2014 | 4 | 1425 |  | 4 | 506.64 |  |  |  | 506.64 | NY Metro | 1425 | Program data |  | 1 | 4 | 506.64 | 494.1624 | contract price | 3.635 | 3.5455 | 0 | 494.1624 | 123.5406
1426 | ConEd | Program data | 2014 | 4 | 1426 |  | 4 | 506.64 |  |  |  | 506.64 | NY Metro | 1426 | Program data |  | 1 | 4 | 506.64 | 494.1624 | contract price | 3.635 | 3.5455 | 0 | 494.1624 | 123.5406
1427 | ConEd | Program data | 2014 | 4 | 1427 |  | 4 | 506.64 |  |  |  | 506.64 | NY Metro | 1427 | Program data |  | 1 | 4 | 506.64 | 494.1624 | contract price | 3.635 | 3.5455 | 0 | 494.1624 | 123.5406
1428 | ConEd | Program data | 2014 | 4 | 1428 |  | 4 | 506.64 |  |  |  | 506.64 | NY Metro | 1428 | Program data |  | 1 | 4 | 506.64 | 494.1624 | contract price | 3.635 | 3.5455 | 0 | 494.1624 | 123.5406
1429 | ConEd | Program data | 2014 | 4 | 1429 |  | 4 | 506.64 |  |  |  | 506.64 | NY Metro | 1429 | Program data |  | 1 | 4 | 506.64 | 494.1624 | contract price | 3.635 | 3.5455 | 0 | 494.1624 | 123.5406
1430 | ConEd | Program data | 2014 | 4 | 1430 |  | 4 | 506.64 |  |  |  | 506.64 | NY Metro | 1430 | Program data |  | 1 | 4 | 506.64 | 494.1624 | contract price | 3.635 | 3.5455 | 0 | 494.1624 | 123.5406
1431 | ConEd | Program data | 2014 | 4 | 1431 |  | 4 | 506.64 |  |  |  | 506.64 | NY Metro | 1431 | Program data |  | 1 | 4 | 506.64 | 494.1624 | contract price | 3.635 | 3.5455 | 0 | 494.1624 | 123.5406
1432 | ConEd | Program data | 2014 | 4 | 1432 |  | 4 | 506.64 |  |  |  | 506.64 | NY Metro | 1432 | Program data |  | 1 | 4 | 506.64 | 494.1624 | contract price | 3.635 | 3.5455 | 0 | 494.1624 | 123.5406
1433 | ConEd | Program data | 2014 | 4 | 1433 |  | 4 | 642 |  |  |  | 642 | NY Metro | 1433 | Program data |  | 1 | 4 | 642 | 626.1887 | contract price | 3.635 | 3.5455 | 0 | 626.1887 | 156.5472
1434 | ConEd | Program data | 2014 | 4 | 1434 |  | 4 | 642 |  |  |  | 642 | NY Metro | 1434 | Program data |  | 1 | 4 | 642 | 626.1887 | contract price | 3.635 | 3.5455 | 0 | 626.1887 | 156.5472
1435 | ConEd | Program data | 2014 | 4 | 1435 |  | 4 | 642 |  |  |  | 642 | NY Metro | 1435 | Program data |  | 1 | 4 | 642 | 626.1887 | contract price | 3.635 | 3.5455 | 0 | 626.1887 | 156.5472
1436 | ConEd | Program data | 2014 | 4 | 1436 |  | 4 | 642 |  |  |  | 642 | NY Metro | 1436 | Program data |  | 1 | 4 | 642 | 626.1887 | contract price | 3.635 | 3.5455 | 0 | 626.1887 | 156.5472
1437 | ConEd | Program data | 2014 | 4 | 1437 |  | 4 | 642 |  |  |  | 642 | NY Metro | 1437 | Program data |  | 1 | 4 | 642 | 626.1887 | contract price | 3.635 | 3.5455 | 0 | 626.1887 | 156.5472
1438 | ConEd | Program data | 2014 | 4 | 1438 |  | 4 | 642 |  |  |  | 642 | NY Metro | 1438 | Program data |  | 1 | 4 | 642 | 626.1887 | contract price | 3.635 | 3.5455 | 0 | 626.1887 | 156.5472
1439 | ConEd | Program data | 2014 | 4 | 1439 |  | 4 | 642 |  |  |  | 642 | NY Metro | 1439 | Program data |  | 1 | 4 | 642 | 626.1887 | contract price | 3.635 | 3.5455 | 0 | 626.1887 | 156.5472
1440 | ConEd | Program data | 2014 | 4 | 1440 |  | 4 | 642 |  |  |  | 642 | NY Metro | 1440 | Program data |  | 1 | 4 | 642 | 626.1887 | contract price | 3.635 | 3.5455 | 0 | 626.1887 | 156.5472
1441 | ConEd | Program data | 2014 | 4 | 1441 |  | 4 | 642 |  |  |  | 642 | NY Metro | 1441 | Program data |  | 1 | 4 | 642 | 626.1887 | contract price | 3.635 | 3.5455 | 0 | 626.1887 | 156.5472
1442 | ConEd | Program data | 2014 | 4 | 1442 |  | 4 | 642 |  |  |  | 642 | NY Metro | 1442 | Program data |  | 1 | 4 | 642 | 626.1887 | contract price | 3.635 | 3.5455 | 0 | 626.1887 | 156.5472
1443 | ConEd | Program data | 2014 | 4 | 1443 |  | 4 | 642 |  |  |  | 642 | NY Metro | 1443 | Program data |  | 1 | 4 | 642 | 626.1887 | contract price | 3.635 | 3.5455 | 0 | 626.1887 | 156.5472
1444 | ConEd | Program data | 2014 | 4 | 1444 |  | 4 | 642 |  |  |  | 642 | NY Metro | 1444 | Program data |  | 1 | 4 | 642 | 626.1887 | contract price | 3.635 | 3.5455 | 0 | 626.1887 | 156.5472
1445 | ConEd | Program data | 2014 | 4 | 1445 |  | 4 | 642 |  |  |  | 642 | NY Metro | 1445 | Program data |  | 1 | 4 | 642 | 626.1887 | contract price | 3.635 | 3.5455 | 0 | 626.1887 | 156.5472
1446 | ConEd | Program data | 2014 | 4 | 1446 |  | 4 | 642 |  |  |  | 642 | NY Metro | 1446 | Program data |  | 1 | 4 | 642 | 626.1887 | contract price | 3.635 | 3.5455 | 0 | 626.1887 | 156.5472
1447 | ConEd | Program data | 2014 | 4 | 1447 |  | 4 | 642 |  |  |  | 642 | NY Metro | 1447 | Program data |  | 1 | 4 | 642 | 626.1887 | contract price | 3.635 | 3.5455 | 0 | 626.1887 | 156.5472
1448 | ConEd | Program data | 2014 | 4 | 1448 |  | 4 | 642 |  |  |  | 642 | NY Metro | 1448 | Program data |  | 1 | 4 | 642 | 626.1887 | contract price | 3.635 | 3.5455 | 0 | 626.1887 | 156.5472
1449 | ConEd | Program data | 2014 | 4 | 1449 |  | 4 | 642 |  |  |  | 642 | NY Metro | 1449 | Program data |  | 1 | 4 | 642 | 626.1887 | contract price | 3.635 | 3.5455 | 0 | 626.1887 | 156.5472
1450 | ConEd | Program data | 2014 | 4 | 1450 |  | 4 | 642 |  |  |  | 642 | NY Metro | 1450 | Program data |  | 1 | 4 | 642 | 626.1887 | contract price | 3.635 | 3.5455 | 0 | 626.1887 | 156.5472
1451 | ConEd | Program data | 2014 | 4 | 1451 |  | 4 | 642 |  |  |  | 642 | NY Metro | 1451 | Program data |  | 1 | 4 | 642 | 626.1887 | contract price | 3.635 | 3.5455 | 0 | 626.1887 | 156.5472
1452 | ConEd | Program data | 2014 | 4 | 1452 |  | 4 | 642 |  |  |  | 642 | NY Metro | 1452 | Program data |  | 1 | 4 | 642 | 626.1887 | contract price | 3.635 | 3.5455 | 0 | 626.1887 | 156.5472
1453 | ConEd | Program data | 2014 | 4 | 1453 |  | 4 | 642 |  |  |  | 642 | NY Metro | 1453 | Program data |  | 1 | 4 | 642 | 626.1887 | contract price | 3.635 | 3.5455 | 0 | 626.1887 | 156.5472
1454 | ConEd | Program data | 2014 | 4 | 1454 |  | 4 | 642 |  |  |  | 642 | NY Metro | 1454 | Program data |  | 1 | 4 | 642 | 626.1887 | contract price | 3.635 | 3.5455 | 0 | 626.1887 | 156.5472
1455 | ConEd | Program data | 2014 | 4 | 1455 |  | 4 | 506.64 |  |  |  | 506.64 | NY Metro | 1455 | Program data |  | 1 | 4 | 506.64 | 494.1624 | contract price | 3.635 | 3.5455 | 0 | 494.1624 | 123.5406
1456 | ConEd | Program data | 2014 | 4 | 1456 |  | 4 | 506.64 |  |  |  | 506.64 | NY Metro | 1456 | Program data |  | 1 | 4 | 506.64 | 494.1624 | contract price | 3.635 | 3.5455 | 0 | 494.1624 | 123.5406
1457 | ConEd | Program data | 2014 | 4 | 1457 |  | 4 | 506.64 |  |  |  | 506.64 | NY Metro | 1457 | Program data |  | 1 | 4 | 506.64 | 494.1624 | contract price | 3.635 | 3.5455 | 0 | 494.1624 | 123.5406
1458 | ConEd | Program data | 2014 | 4 | 1458 |  | 4 | 506.64 |  |  |  | 506.64 | NY Metro | 1458 | Program data |  | 1 | 4 | 506.64 | 494.1624 | contract price | 3.635 | 3.5455 | 0 | 494.1624 | 123.5406
1459 | ConEd | Program data | 2014 | 4 | 1459 |  | 4 | 506.64 |  |  |  | 506.64 | NY Metro | 1459 | Program data |  | 1 | 4 | 506.64 | 494.1624 | contract price | 3.635 | 3.5455 | 0 | 494.1624 | 123.5406
1460 | ConEd | Program data | 2014 | 4 | 1460 |  | 4 | 506.64 |  |  |  | 506.64 | NY Metro | 1460 | Program data |  | 1 | 4 | 506.64 | 494.1624 | contract price | 3.635 | 3.5455 | 0 | 494.1624 | 123.5406
1461 | ConEd | Program data | 2014 | 4 | 1461 |  | 4 | 506.64 |  |  |  | 506.64 | NY Metro | 1461 | Program data |  | 1 | 4 | 506.64 | 494.1624 | contract price | 3.635 | 3.5455 | 0 | 494.1624 | 123.5406
1462 | ConEd | Program data | 2014 | 4 | 1462 |  | 4 | 506.64 |  |  |  | 506.64 | NY Metro | 1462 | Program data |  | 1 | 4 | 506.64 | 494.1624 | contract price | 3.635 | 3.5455 | 0 | 494.1624 | 123.5406
1463 | ConEd | Program data | 2014 | 4 | 1463 |  | 4 | 506.64 |  |  |  | 506.64 | NY Metro | 1463 | Program data |  | 1 | 4 | 506.64 | 494.1624 | contract price | 3.635 | 3.5455 | 0 | 494.1624 | 123.5406
1464 | ConEd | Program data | 2014 | 4 | 1464 |  | 4 | 506.64 |  |  |  | 506.64 | NY Metro | 1464 | Program data |  | 1 | 4 | 506.64 | 494.1624 | contract price | 3.635 | 3.5455 | 0 | 494.1624 | 123.5406
1465 | ConEd | Program data | 2014 | 4 | 1465 |  | 4 | 506.64 |  |  |  | 506.64 | NY Metro | 1465 | Program data |  | 1 | 4 | 506.64 | 494.1624 | contract price | 3.635 | 3.5455 | 0 | 494.1624 | 123.5406
1466 | ConEd | Program data | 2014 | 4 | 1466 |  | 4 | 506.64 |  |  |  | 506.64 | NY Metro | 1466 | Program data |  | 1 | 4 | 506.64 | 494.1624 | contract price | 3.635 | 3.5455 | 0 | 494.1624 | 123.5406
1467 | ConEd | Program data | 2014 | 4 | 1467 |  | 4 | 506.64 |  |  |  | 506.64 | NY Metro | 1467 | Program data |  | 1 | 4 | 506.64 | 494.1624 | contract price | 3.635 | 3.5455 | 0 | 494.1624 | 123.5406
1468 | ConEd | Program data | 2014 | 4 | 1468 |  | 4 | 506.64 |  |  |  | 506.64 | NY Metro | 1468 | Program data |  | 1 | 4 | 506.64 | 494.1624 | contract price | 3.635 | 3.5455 | 0 | 494.1624 | 123.5406
1469 | ConEd | Program data | 2014 | 4 | 1469 |  | 4 | 506.64 |  |  |  | 506.64 | NY Metro | 1469 | Program data |  | 1 | 4 | 506.64 | 494.1624 | contract price | 3.635 | 3.5455 | 0 | 494.1624 | 123.5406
1470 | ConEd | Program data | 2014 | 4 | 1470 |  | 4 | 506.64 |  |  |  | 506.64 | NY Metro | 1470 | Program data |  | 1 | 4 | 506.64 | 494.1624 | contract price | 3.635 | 3.5455 | 0 | 494.1624 | 123.5406
1471 | ConEd | Program data | 2014 | 4 | 1471 |  | 4 | 506.64 |  |  |  | 506.64 | NY Metro | 1471 | Program data |  | 1 | 4 | 506.64 | 494.1624 | contract price | 3.635 | 3.5455 | 0 | 494.1624 | 123.5406
1472 | ConEd | Program data | 2014 | 4 | 1472 |  | 4 | 506.64 |  |  |  | 506.64 | NY Metro | 1472 | Program data |  | 1 | 4 | 506.64 | 494.1624 | contract price | 3.635 | 3.5455 | 0 | 494.1624 | 123.5406
1473 | ConEd | Program data | 2014 | 4 | 1473 |  | 4 | 506.64 |  |  |  | 506.64 | NY Metro | 1473 | Program data |  | 1 | 4 | 506.64 | 494.1624 | contract price | 3.635 | 3.5455 | 0 | 494.1624 | 123.5406
1474 | ConEd | Program data | 2014 | 4 | 1474 |  | 4 | 506.64 |  |  |  | 506.64 | NY Metro | 1474 | Program data |  | 1 | 4 | 506.64 | 494.1624 | contract price | 3.635 | 3.5455 | 0 | 494.1624 | 123.5406
1475 | ConEd | Program data | 2014 | 4 | 1475 |  | 4 | 506.64 |  |  |  | 506.64 | NY Metro | 1475 | Program data |  | 1 | 4 | 506.64 | 494.1624 | contract price | 3.635 | 3.5455 | 0 | 494.1624 | 123.5406
1476 | ConEd | Program data | 2014 | 4 | 1476 |  | 4 | 506.64 |  |  |  | 506.64 | NY Metro | 1476 | Program data |  | 1 | 4 | 506.64 | 494.1624 | contract price | 3.635 | 3.5455 | 0 | 494.1624 | 123.5406
1477 | ConEd | Program data | 2014 | 4 | 1477 |  | 4 | 506.64 |  |  |  | 506.64 | NY Metro | 1477 | Program data |  | 1 | 4 | 506.64 | 494.1624 | contract price | 3.635 | 3.5455 | 0 | 494.1624 | 123.5406
1478 | ConEd | Program data | 2014 | 4 | 1478 |  | 4 | 642 |  |  |  | 642 | NY Metro | 1478 | Program data |  | 1 | 4 | 642 | 626.1887 | contract price | 3.635 | 3.5455 | 0 | 626.1887 | 156.5472
1479 | ConEd | Program data | 2014 | 4 | 1479 |  | 4 | 642 |  |  |  | 642 | NY Metro | 1479 | Program data |  | 1 | 4 | 642 | 626.1887 | contract price | 3.635 | 3.5455 | 0 | 626.1887 | 156.5472
1480 | ConEd | Program data | 2014 | 4 | 1480 |  | 4 | 642 |  |  |  | 642 | NY Metro | 1480 | Program data |  | 1 | 4 | 642 | 626.1887 | contract price | 3.635 | 3.5455 | 0 | 626.1887 | 156.5472
1481 | ConEd | Program data | 2014 | 4 | 1481 |  | 4 | 642 |  |  |  | 642 | NY Metro | 1481 | Program data |  | 1 | 4 | 642 | 626.1887 | contract price | 3.635 | 3.5455 | 0 | 626.1887 | 156.5472
1482 | ConEd | Program data | 2014 | 4 | 1482 |  | 4 | 642 |  |  |  | 642 | NY Metro | 1482 | Program data |  | 1 | 4 | 642 | 626.1887 | contract price | 3.635 | 3.5455 | 0 | 626.1887 | 156.5472
1483 | ConEd | Program data | 2014 | 4 | 1483 |  | 4 | 642 |  |  |  | 642 | NY Metro | 1483 | Program data |  | 1 | 4 | 642 | 626.1887 | contract price | 3.635 | 3.5455 | 0 | 626.1887 | 156.5472
1484 | ConEd | Program data | 2014 | 4 | 1484 |  | 4 | 642 |  |  |  | 642 | NY Metro | 1484 | Program data |  | 1 | 4 | 642 | 626.1887 | contract price | 3.635 | 3.5455 | 0 | 626.1887 | 156.5472
1485 | ConEd | Program data | 2014 | 4 | 1485 |  | 4 | 642 |  |  |  | 642 | NY Metro | 1485 | Program data |  | 1 | 4 | 642 | 626.1887 | contract price | 3.635 | 3.5455 | 0 | 626.1887 | 156.5472
1486 | ConEd | Program data | 2014 | 4 | 1486 |  | 4 | 642 |  |  |  | 642 | NY Metro | 1486 | Program data |  | 1 | 4 | 642 | 626.1887 | contract price | 3.635 | 3.5455 | 0 | 626.1887 | 156.5472
1487 | ConEd | Program data | 2014 | 4 | 1487 |  | 4 | 642 |  |  |  | 642 | NY Metro | 1487 | Program data |  | 1 | 4 | 642 | 626.1887 | contract price | 3.635 | 3.5455 | 0 | 626.1887 | 156.5472
1488 | ConEd | Program data | 2014 | 4 | 1488 |  | 4 | 642 |  |  |  | 642 | NY Metro | 1488 | Program data |  | 1 | 4 | 642 | 626.1887 | contract price | 3.635 | 3.5455 | 0 | 626.1887 | 156.5472
1489 | ConEd | Program data | 2014 | 4 | 1489 |  | 4 | 642 |  |  |  | 642 | NY Metro | 1489 | Program data |  | 1 | 4 | 642 | 626.1887 | contract price | 3.635 | 3.5455 | 0 | 626.1887 | 156.5472
1490 | ConEd | Program data | 2014 | 4 | 1490 |  | 4 | 642 |  |  |  | 642 | NY Metro | 1490 | Program data |  | 1 | 4 | 642 | 626.1887 | contract price | 3.635 | 3.5455 | 0 | 626.1887 | 156.5472
1491 | ConEd | Program data | 2014 | 4 | 1491 |  | 4 | 642 |  |  |  | 642 | NY Metro | 1491 | Program data |  | 1 | 4 | 642 | 626.1887 | contract price | 3.635 | 3.5455 | 0 | 626.1887 | 156.5472
1492 | ConEd | Program data | 2014 | 4 | 1492 |  | 4 | 642 |  |  |  | 642 | NY Metro | 1492 | Program data |  | 1 | 4 | 642 | 626.1887 | contract price | 3.635 | 3.5455 | 0 | 626.1887 | 156.5472
1493 | ConEd | Program data | 2014 | 4 | 1493 |  | 4 | 642 |  |  |  | 642 | NY Metro | 1493 | Program data |  | 1 | 4 | 642 | 626.1887 | contract price | 3.635 | 3.5455 | 0 | 626.1887 | 156.5472
1494 | ConEd | Program data | 2014 | 4 | 1494 |  | 4 | 642 |  |  |  | 642 | NY Metro | 1494 | Program data |  | 1 | 4 | 642 | 626.1887 | contract price | 3.635 | 3.5455 | 0 | 626.1887 | 156.5472
1495 | ConEd | Program data | 2014 | 4 | 1495 |  | 4 | 642 |  |  |  | 642 | NY Metro | 1495 | Program data |  | 1 | 4 | 642 | 626.1887 | contract price | 3.635 | 3.5455 | 0 | 626.1887 | 156.5472
1496 | ConEd | Program data | 2014 | 4 | 1496 |  | 4 | 642 |  |  |  | 642 | NY Metro | 1496 | Program data |  | 1 | 4 | 642 | 626.1887 | contract price | 3.635 | 3.5455 | 0 | 626.1887 | 156.5472
1497 | ConEd | Program data | 2014 | 4 | 1497 |  | 4 | 642 |  |  |  | 642 | NY Metro | 1497 | Program data |  | 1 | 4 | 642 | 626.1887 | contract price | 3.635 | 3.5455 | 0 | 626.1887 | 156.5472
1498 | ConEd | Program data | 2014 | 4 | 1498 |  | 4 | 642 |  |  |  | 642 | NY Metro | 1498 | Program data |  | 1 | 4 | 642 | 626.1887 | contract price | 3.635 | 3.5455 | 0 | 626.1887 | 156.5472
1499 | ConEd | Program data | 2014 | 4 | 1499 |  | 4 | 642 |  |  |  | 642 | NY Metro | 1499 | Program data |  | 1 | 4 | 642 | 626.1887 | contract price | 3.635 | 3.5455 | 0 | 626.1887 | 156.5472
1500 | ConEd | Program data | 2014 | 4 | 1500 |  | 4 | 642 |  |  |  | 642 | NY Metro | 1500 | Program data |  | 1 | 4 | 642 | 626.1887 | contract price | 3.635 | 3.5455 | 0 | 626.1887 | 156.5472
1501 | ConEd | Program data | 2014 | 4 | 1501 |  | 4 | 506.64 |  |  |  | 506.64 | NY Metro | 1501 | Program data |  | 1 | 4 | 506.64 | 494.1624 | contract price | 3.635 | 3.5455 | 0 | 494.1624 | 123.5406
1502 | ConEd | Program data | 2014 | 4 | 1502 |  | 4 | 506.64 |  |  |  | 506.64 | NY Metro | 1502 | Program data |  | 1 | 4 | 506.64 | 494.1624 | contract price | 3.635 | 3.5455 | 0 | 494.1624 | 123.5406
1503 | ConEd | Program data | 2014 | 4 | 1503 |  | 4 | 506.64 |  |  |  | 506.64 | NY Metro | 1503 | Program data |  | 1 | 4 | 506.64 | 494.1624 | contract price | 3.635 | 3.5455 | 0 | 494.1624 | 123.5406
1504 | ConEd | Program data | 2014 | 4 | 1504 |  | 4 | 506.64 |  |  |  | 506.64 | NY Metro | 1504 | Program data |  | 1 | 4 | 506.64 | 494.1624 | contract price | 3.635 | 3.5455 | 0 | 494.1624 | 123.5406
1505 | ConEd | Program data | 2014 | 4 | 1505 |  | 4 | 506.64 |  |  |  | 506.64 | NY Metro | 1505 | Program data |  | 1 | 4 | 506.64 | 494.1624 | contract price | 3.635 | 3.5455 | 0 | 494.1624 | 123.5406
1506 | ConEd | Program data | 2014 | 4 | 1506 |  | 4 | 506.64 |  |  |  | 506.64 | NY Metro | 1506 | Program data |  | 1 | 4 | 506.64 | 494.1624 | contract price | 3.635 | 3.5455 | 0 | 494.1624 | 123.5406
1507 | ConEd | Program data | 2014 | 4 | 1507 |  | 4 | 506.64 |  |  |  | 506.64 | NY Metro | 1507 | Program data |  | 1 | 4 | 506.64 | 494.1624 | contract price | 3.635 | 3.5455 | 0 | 494.1624 | 123.5406
1508 | ConEd | Program data | 2014 | 4 | 1508 |  | 4 | 506.64 |  |  |  | 506.64 | NY Metro | 1508 | Program data |  | 1 | 4 | 506.64 | 494.1624 | contract price | 3.635 | 3.5455 | 0 | 494.1624 | 123.5406
1509 | ConEd | Program data | 2014 | 4 | 1509 |  | 4 | 506.64 |  |  |  | 506.64 | NY Metro | 1509 | Program data |  | 1 | 4 | 506.64 | 494.1624 | contract price | 3.635 | 3.5455 | 0 | 494.1624 | 123.5406
1510 | ConEd | Program data | 2014 | 4 | 1510 |  | 4 | 506.64 |  |  |  | 506.64 | NY Metro | 1510 | Program data |  | 1 | 4 | 506.64 | 494.1624 | contract price | 3.635 | 3.5455 | 0 | 494.1624 | 123.5406
1511 | ConEd | Program data | 2014 | 4 | 1511 |  | 4 | 506.64 |  |  |  | 506.64 | NY Metro | 1511 | Program data |  | 1 | 4 | 506.64 | 494.1624 | contract price | 3.635 | 3.5455 | 0 | 494.1624 | 123.5406
1512 | ConEd | Program data | 2014 | 4 | 1512 |  | 4 | 506.64 |  |  |  | 506.64 | NY Metro | 1512 | Program data |  | 1 | 4 | 506.64 | 494.1624 | contract price | 3.635 | 3.5455 | 0 | 494.1624 | 123.5406
1513 | ConEd | Program data | 2014 | 4 | 1513 |  | 4 | 506.64 |  |  |  | 506.64 | NY Metro | 1513 | Program data |  | 1 | 4 | 506.64 | 494.1624 | contract price | 3.635 | 3.5455 | 0 | 494.1624 | 123.5406
1514 | ConEd | Program data | 2014 | 4 | 1514 |  | 4 | 506.64 |  |  |  | 506.64 | NY Metro | 1514 | Program data |  | 1 | 4 | 506.64 | 494.1624 | contract price | 3.635 | 3.5455 | 0 | 494.1624 | 123.5406
1515 | ConEd | Program data | 2014 | 4 | 1515 |  | 4 | 506.64 |  |  |  | 506.64 | NY Metro | 1515 | Program data |  | 1 | 4 | 506.64 | 494.1624 | contract price | 3.635 | 3.5455 | 0 | 494.1624 | 123.5406
1516 | ConEd | Program data | 2014 | 4 | 1516 |  | 4 | 506.64 |  |  |  | 506.64 | NY Metro | 1516 | Program data |  | 1 | 4 | 506.64 | 494.1624 | contract price | 3.635 | 3.5455 | 0 | 494.1624 | 123.5406
1517 | ConEd | Program data | 2014 | 4 | 1517 |  | 4 | 506.64 |  |  |  | 506.64 | NY Metro | 1517 | Program data |  | 1 | 4 | 506.64 | 494.1624 | contract price | 3.635 | 3.5455 | 0 | 494.1624 | 123.5406
1518 | ConEd | Program data | 2014 | 4 | 1518 |  | 4 | 506.64 |  |  |  | 506.64 | NY Metro | 1518 | Program data |  | 1 | 4 | 506.64 | 494.1624 | contract price | 3.635 | 3.5455 | 0 | 494.1624 | 123.5406
1519 | ConEd | Program data | 2014 | 4 | 1519 |  | 4 | 506.64 |  |  |  | 506.64 | NY Metro | 1519 | Program data |  | 1 | 4 | 506.64 | 494.1624 | contract price | 3.635 | 3.5455 | 0 | 494.1624 | 123.5406
1520 | ConEd | Program data | 2014 | 4 | 1520 |  | 4 | 506.64 |  |  |  | 506.64 | NY Metro | 1520 | Program data |  | 1 | 4 | 506.64 | 494.1624 | contract price | 3.635 | 3.5455 | 0 | 494.1624 | 123.5406
1521 | ConEd | Program data | 2014 | 4 | 1521 |  | 4 | 506.64 |  |  |  | 506.64 | NY Metro | 1521 | Program data |  | 1 | 4 | 506.64 | 494.1624 | contract price | 3.635 | 3.5455 | 0 | 494.1624 | 123.5406
1522 | ConEd | Program data | 2014 | 4 | 1522 |  | 4 | 506.64 |  |  |  | 506.64 | NY Metro | 1522 | Program data |  | 1 | 4 | 506.64 | 494.1624 | contract price | 3.635 | 3.5455 | 0 | 494.1624 | 123.5406
1523 | ConEd | Program data | 2014 | 4 | 1523 |  | 4 | 506.64 |  |  |  | 506.64 | NY Metro | 1523 | Program data |  | 1 | 4 | 506.64 | 494.1624 | contract price | 3.635 | 3.5455 | 0 | 494.1624 | 123.5406
1524 | ConEd | Program data | 2014 | 4 | 1524 |  | 4 | 642 |  |  |  | 642 | NY Metro | 1524 | Program data |  | 1 | 4 | 642 | 626.1887 | contract price | 3.635 | 3.5455 | 0 | 626.1887 | 156.5472
1525 | ConEd | Program data | 2014 | 4 | 1525 |  | 4 | 642 |  |  |  | 642 | NY Metro | 1525 | Program data |  | 1 | 4 | 642 | 626.1887 | contract price | 3.635 | 3.5455 | 0 | 626.1887 | 156.5472
1526 | ConEd | Program data | 2014 | 4 | 1526 |  | 4 | 642 |  |  |  | 642 | NY Metro | 1526 | Program data |  | 1 | 4 | 642 | 626.1887 | contract price | 3.635 | 3.5455 | 0 | 626.1887 | 156.5472
1527 | ConEd | Program data | 2014 | 4 | 1527 |  | 4 | 642 |  |  |  | 642 | NY Metro | 1527 | Program data |  | 1 | 4 | 642 | 626.1887 | contract price | 3.635 | 3.5455 | 0 | 626.1887 | 156.5472
1528 | ConEd | Program data | 2014 | 4 | 1528 |  | 4 | 642 |  |  |  | 642 | NY Metro | 1528 | Program data |  | 1 | 4 | 642 | 626.1887 | contract price | 3.635 | 3.5455 | 0 | 626.1887 | 156.5472
1529 | ConEd | Program data | 2014 | 4 | 1529 |  | 4 | 642 |  |  |  | 642 | NY Metro | 1529 | Program data |  | 1 | 4 | 642 | 626.1887 | contract price | 3.635 | 3.5455 | 0 | 626.1887 | 156.5472
1530 | ConEd | Program data | 2014 | 4 | 1530 |  | 4 | 642 |  |  |  | 642 | NY Metro | 1530 | Program data |  | 1 | 4 | 642 | 626.1887 | contract price | 3.635 | 3.5455 | 0 | 626.1887 | 156.5472
1531 | ConEd | Program data | 2014 | 4 | 1531 |  | 4 | 642 |  |  |  | 642 | NY Metro | 1531 | Program data |  | 1 | 4 | 642 | 626.1887 | contract price | 3.635 | 3.5455 | 0 | 626.1887 | 156.5472
1532 | ConEd | Program data | 2014 | 4 | 1532 |  | 4 | 642 |  |  |  | 642 | NY Metro | 1532 | Program data |  | 1 | 4 | 642 | 626.1887 | contract price | 3.635 | 3.5455 | 0 | 626.1887 | 156.5472
1533 | ConEd | Program data | 2014 | 4 | 1533 |  | 4 | 642 |  |  |  | 642 | NY Metro | 1533 | Program data |  | 1 | 4 | 642 | 626.1887 | contract price | 3.635 | 3.5455 | 0 | 626.1887 | 156.5472
1534 | ConEd | Program data | 2014 | 4 | 1534 |  | 4 | 642 |  |  |  | 642 | NY Metro | 1534 | Program data |  | 1 | 4 | 642 | 626.1887 | contract price | 3.635 | 3.5455 | 0 | 626.1887 | 156.5472
1535 | ConEd | Program data | 2014 | 4 | 1535 |  | 4 | 642 |  |  |  | 642 | NY Metro | 1535 | Program data |  | 1 | 4 | 642 | 626.1887 | contract price | 3.635 | 3.5455 | 0 | 626.1887 | 156.5472
1536 | ConEd | Program data | 2014 | 4 | 1536 |  | 4 | 642 |  |  |  | 642 | NY Metro | 1536 | Program data |  | 1 | 4 | 642 | 626.1887 | contract price | 3.635 | 3.5455 | 0 | 626.1887 | 156.5472
1537 | ConEd | Program data | 2014 | 4 | 1537 |  | 4 | 642 |  |  |  | 642 | NY Metro | 1537 | Program data |  | 1 | 4 | 642 | 626.1887 | contract price | 3.635 | 3.5455 | 0 | 626.1887 | 156.5472
1538 | ConEd | Program data | 2014 | 4 | 1538 |  | 4 | 642 |  |  |  | 642 | NY Metro | 1538 | Program data |  | 1 | 4 | 642 | 626.1887 | contract price | 3.635 | 3.5455 | 0 | 626.1887 | 156.5472
1539 | ConEd | Program data | 2014 | 4 | 1539 |  | 4 | 642 |  |  |  | 642 | NY Metro | 1539 | Program data |  | 1 | 4 | 642 | 626.1887 | contract price | 3.635 | 3.5455 | 0 | 626.1887 | 156.5472
1540 | ConEd | Program data | 2014 | 4 | 1540 |  | 4 | 642 |  |  |  | 642 | NY Metro | 1540 | Program data |  | 1 | 4 | 642 | 626.1887 | contract price | 3.635 | 3.5455 | 0 | 626.1887 | 156.5472
1541 | ConEd | Program data | 2014 | 4 | 1541 |  | 4 | 642 |  |  |  | 642 | NY Metro | 1541 | Program data |  | 1 | 4 | 642 | 626.1887 | contract price | 3.635 | 3.5455 | 0 | 626.1887 | 156.5472
1542 | ConEd | Program data | 2014 | 4 | 1542 |  | 4 | 642 |  |  |  | 642 | NY Metro | 1542 | Program data |  | 1 | 4 | 642 | 626.1887 | contract price | 3.635 | 3.5455 | 0 | 626.1887 | 156.5472
1543 | ConEd | Program data | 2014 | 4 | 1543 |  | 4 | 642 |  |  |  | 642 | NY Metro | 1543 | Program data |  | 1 | 4 | 642 | 626.1887 | contract price | 3.635 | 3.5455 | 0 | 626.1887 | 156.5472
1544 | ConEd | Program data | 2014 | 4 | 1544 |  | 4 | 642 |  |  |  | 642 | NY Metro | 1544 | Program data |  | 1 | 4 | 642 | 626.1887 | contract price | 3.635 | 3.5455 | 0 | 626.1887 | 156.5472
1545 | ConEd | Program data | 2014 | 4 | 1545 |  | 4 | 642 |  |  |  | 642 | NY Metro | 1545 | Program data |  | 1 | 4 | 642 | 626.1887 | contract price | 3.635 | 3.5455 | 0 | 626.1887 | 156.5472
1546 | ConEd | Program data | 2014 | 4 | 1546 |  | 4 | 642 |  |  |  | 642 | NY Metro | 1546 | Program data |  | 1 | 4 | 642 | 626.1887 | contract price | 3.635 | 3.5455 | 0 | 626.1887 | 156.5472
1547 | ConEd | Program data | 2014 | 4 | 1547 |  | 4 | 642 |  |  |  | 642 | NY Metro | 1547 | Program data |  | 1 | 4 | 642 | 626.1887 | contract price | 3.635 | 3.5455 | 0 | 626.1887 | 156.5472
1548 | ConEd | Program data | 2014 | 4 | 1548 |  | 4 | 642 |  |  |  | 642 | NY Metro | 1548 | Program data |  | 1 | 4 | 642 | 626.1887 | contract price | 3.635 | 3.5455 | 0 | 626.1887 | 156.5472
1549 | ConEd | Program data | 2014 | 4 | 1549 |  | 4 | 642 |  |  |  | 642 | NY Metro | 1549 | Program data |  | 1 | 4 | 642 | 626.1887 | contract price | 3.635 | 3.5455 | 0 | 626.1887 | 156.5472
1550 | ConEd | Program data | 2014 | 4 | 1550 |  | 4 | 642 |  |  |  | 642 | NY Metro | 1550 | Program data |  | 1 | 4 | 642 | 626.1887 | contract price | 3.635 | 3.5455 | 0 | 626.1887 | 156.5472
1551 | ConEd | Program data | 2014 | 4 | 1551 |  | 4 | 642 |  |  |  | 642 | NY Metro | 1551 | Program data |  | 1 | 4 | 642 | 626.1887 | contract price | 3.635 | 3.5455 | 0 | 626.1887 | 156.5472
1552 | ConEd | Program data | 2014 | 4 | 1552 |  | 4 | 642 |  |  |  | 642 | NY Metro | 1552 | Program data |  | 1 | 4 | 642 | 626.1887 | contract price | 3.635 | 3.5455 | 0 | 626.1887 | 156.5472
1553 | ConEd | Program data | 2014 | 4 | 1553 |  | 4 | 642 |  |  |  | 642 | NY Metro | 1553 | Program data |  | 1 | 4 | 642 | 626.1887 | contract price | 3.635 | 3.5455 | 0 | 626.1887 | 156.5472
1554 | ConEd | Program data | 2014 | 4 | 1554 |  | 4 | 642 |  |  |  | 642 | NY Metro | 1554 | Program data |  | 1 | 4 | 642 | 626.1887 | contract price | 3.635 | 3.5455 | 0 | 626.1887 | 156.5472
1555 | ConEd | Program data | 2014 | 4 | 1555 |  | 4 | 642 |  |  |  | 642 | NY Metro | 1555 | Program data |  | 1 | 4 | 642 | 626.1887 | contract price | 3.635 | 3.5455 | 0 | 626.1887 | 156.5472
1556 | ConEd | Program data | 2014 | 4 | 1556 |  | 4 | 642 |  |  |  | 642 | NY Metro | 1556 | Program data |  | 1 | 4 | 642 | 626.1887 | contract price | 3.635 | 3.5455 | 0 | 626.1887 | 156.5472
1557 | ConEd | Program data | 2014 | 4 | 1557 |  | 4 | 642 |  |  |  | 642 | NY Metro | 1557 | Program data |  | 1 | 4 | 642 | 626.1887 | contract price | 3.635 | 3.5455 | 0 | 626.1887 | 156.5472
1558 | ConEd | Program data | 2014 | 4 | 1558 |  | 4 | 642 |  |  |  | 642 | NY Metro | 1558 | Program data |  | 1 | 4 | 642 | 626.1887 | contract price | 3.635 | 3.5455 | 0 | 626.1887 | 156.5472
1559 | ConEd | Program data | 2014 | 4 | 1559 |  | 4 | 642 |  |  |  | 642 | NY Metro | 1559 | Program data |  | 1 | 4 | 642 | 626.1887 | contract price | 3.635 | 3.5455 | 0 | 626.1887 | 156.5472
1560 | ConEd | Program data | 2014 | 4 | 1560 |  | 4 | 642 |  |  |  | 642 | NY Metro | 1560 | Program data |  | 1 | 4 | 642 | 626.1887 | contract price | 3.635 | 3.5455 | 0 | 626.1887 | 156.5472
1561 | ConEd | Program data | 2014 | 4 | 1561 |  | 4 | 642 |  |  |  | 642 | NY Metro | 1561 | Program data |  | 1 | 4 | 642 | 626.1887 | contract price | 3.635 | 3.5455 | 0 | 626.1887 | 156.5472
1562 | ConEd | Program data | 2014 | 4 | 1562 |  | 4 | 642 |  |  |  | 642 | NY Metro | 1562 | Program data |  | 1 | 4 | 642 | 626.1887 | contract price | 3.635 | 3.5455 | 0 | 626.1887 | 156.5472
1563 | ConEd | Program data | 2014 | 4 | 1563 |  | 4 | 642 |  |  |  | 642 | NY Metro | 1563 | Program data |  | 1 | 4 | 642 | 626.1887 | contract price | 3.635 | 3.5455 | 0 | 626.1887 | 156.5472
1564 | ConEd | Program data | 2014 | 4 | 1564 |  | 4 | 642 |  |  |  | 642 | NY Metro | 1564 | Program data |  | 1 | 4 | 642 | 626.1887 | contract price | 3.635 | 3.5455 | 0 | 626.1887 | 156.5472
1565 | ConEd | Program data | 2014 | 4 | 1565 |  | 4 | 642 |  |  |  | 642 | NY Metro | 1565 | Program data |  | 1 | 4 | 642 | 626.1887 | contract price | 3.635 | 3.5455 | 0 | 626.1887 | 156.5472
1566 | ConEd | Program data | 2014 | 4 | 1566 |  | 4 | 642 |  |  |  | 642 | NY Metro | 1566 | Program data |  | 1 | 4 | 642 | 626.1887 | contract price | 3.635 | 3.5455 | 0 | 626.1887 | 156.5472
1567 | ConEd | Program data | 2014 | 4 | 1567 |  | 4 | 642 |  |  |  | 642 | NY Metro | 1567 | Program data |  | 1 | 4 | 642 | 626.1887 | contract price | 3.635 | 3.5455 | 0 | 626.1887 | 156.5472
1568 | ConEd | Program data | 2014 | 4 | 1568 |  | 4 | 506.64 |  |  |  | 506.64 | NY Metro | 1568 | Program data |  | 1 | 4 | 506.64 | 494.1624 | contract price | 3.635 | 3.5455 | 0 | 494.1624 | 123.5406
1569 | ConEd | Program data | 2014 | 4 | 1569 |  | 4 | 506.63 |  |  |  | 506.63 | NY Metro | 1569 | Program data |  | 1 | 4 | 506.63 | 494.1526 | contract price | 3.635 | 3.5455 | 0 | 494.1526 | 123.5382
1570 | ConEd | Program data | 2014 | 4 | 1570 |  | 4 | 506.64 |  |  |  | 506.64 | NY Metro | 1570 | Program data |  | 1 | 4 | 506.64 | 494.1624 | contract price | 3.635 | 3.5455 | 0 | 494.1624 | 123.5406
1571 | ConEd | Program data | 2014 | 4 | 1571 |  | 4 | 506.64 |  |  |  | 506.64 | NY Metro | 1571 | Program data |  | 1 | 4 | 506.64 | 494.1624 | contract price | 3.635 | 3.5455 | 0 | 494.1624 | 123.5406
1572 | ConEd | Program data | 2014 | 4 | 1572 |  | 4 | 506.63 |  |  |  | 506.63 | NY Metro | 1572 | Program data |  | 1 | 4 | 506.63 | 494.1526 | contract price | 3.635 | 3.5455 | 0 | 494.1526 | 123.5382
1573 | ConEd | Program data | 2014 | 4 | 1573 |  | 4 | 506.63 |  |  |  | 506.63 | NY Metro | 1573 | Program data |  | 1 | 4 | 506.63 | 494.1526 | contract price | 3.635 | 3.5455 | 0 | 494.1526 | 123.5382
1574 | ConEd | Program data | 2014 | 4 | 1574 |  | 4 | 506.63 |  |  |  | 506.63 | NY Metro | 1574 | Program data |  | 1 | 4 | 506.63 | 494.1526 | contract price | 3.635 | 3.5455 | 0 | 494.1526 | 123.5382
1575 | ConEd | Program data | 2014 | 4 | 1575 |  | 4 | 506.63 |  |  |  | 506.63 | NY Metro | 1575 | Program data |  | 1 | 4 | 506.63 | 494.1526 | contract price | 3.635 | 3.5455 | 0 | 494.1526 | 123.5382
1576 | ConEd | Program data | 2014 | 4 | 1576 |  | 4 | 506.63 |  |  |  | 506.63 | NY Metro | 1576 | Program data |  | 1 | 4 | 506.63 | 494.1526 | contract price | 3.635 | 3.5455 | 0 | 494.1526 | 123.5382
1577 | ConEd | Program data | 2014 | 4 | 1577 |  | 4 | 506.63 |  |  |  | 506.63 | NY Metro | 1577 | Program data |  | 1 | 4 | 506.63 | 494.1526 | contract price | 3.635 | 3.5455 | 0 | 494.1526 | 123.5382
1578 | ConEd | Program data | 2014 | 4 | 1578 |  | 4 | 506.64 |  |  |  | 506.64 | NY Metro | 1578 | Program data |  | 1 | 4 | 506.64 | 494.1624 | contract price | 3.635 | 3.5455 | 0 | 494.1624 | 123.5406
1579 | ConEd | Program data | 2014 | 4 | 1579 |  | 4 | 506.63 |  |  |  | 506.63 | NY Metro | 1579 | Program data |  | 1 | 4 | 506.63 | 494.1526 | contract price | 3.635 | 3.5455 | 0 | 494.1526 | 123.5382
1580 | ConEd | Program data | 2014 | 4 | 1580 |  | 4 | 506.63 |  |  |  | 506.63 | NY Metro | 1580 | Program data |  | 1 | 4 | 506.63 | 494.1526 | contract price | 3.635 | 3.5455 | 0 | 494.1526 | 123.5382
1581 | ConEd | Program data | 2014 | 4 | 1581 |  | 4 | 506.63 |  |  |  | 506.63 | NY Metro | 1581 | Program data |  | 1 | 4 | 506.63 | 494.1526 | contract price | 3.635 | 3.5455 | 0 | 494.1526 | 123.5382
1582 | ConEd | Program data | 2014 | 4 | 1582 |  | 4 | 506.63 |  |  |  | 506.63 | NY Metro | 1582 | Program data |  | 1 | 4 | 506.63 | 494.1526 | contract price | 3.635 | 3.5455 | 0 | 494.1526 | 123.5382
1583 | ConEd | Program data | 2014 | 4 | 1583 |  | 4 | 506.63 |  |  |  | 506.63 | NY Metro | 1583 | Program data |  | 1 | 4 | 506.63 | 494.1526 | contract price | 3.635 | 3.5455 | 0 | 494.1526 | 123.5382
1584 | ConEd | Program data | 2014 | 4 | 1584 |  | 4 | 506.63 |  |  |  | 506.63 | NY Metro | 1584 | Program data |  | 1 | 4 | 506.63 | 494.1526 | contract price | 3.635 | 3.5455 | 0 | 494.1526 | 123.5382
1585 | ConEd | Program data | 2014 | 4 | 1585 |  | 4 | 506.63 |  |  |  | 506.63 | NY Metro | 1585 | Program data |  | 1 | 4 | 506.63 | 494.1526 | contract price | 3.635 | 3.5455 | 0 | 494.1526 | 123.5382
1586 | ConEd | Program data | 2014 | 4 | 1586 |  | 4 | 506.63 |  |  |  | 506.63 | NY Metro | 1586 | Program data |  | 1 | 4 | 506.63 | 494.1526 | contract price | 3.635 | 3.5455 | 0 | 494.1526 | 123.5382
1587 | ConEd | Program data | 2014 | 4 | 1587 |  | 4 | 506.63 |  |  |  | 506.63 | NY Metro | 1587 | Program data |  | 1 | 4 | 506.63 | 494.1526 | contract price | 3.635 | 3.5455 | 0 | 494.1526 | 123.5382
1588 | ConEd | Program data | 2014 | 4 | 1588 |  | 4 | 506.64 |  |  |  | 506.64 | NY Metro | 1588 | Program data |  | 1 | 4 | 506.64 | 494.1624 | contract price | 3.635 | 3.5455 | 0 | 494.1624 | 123.5406
1589 | ConEd | Program data | 2014 | 4 | 1589 |  | 4 | 506.64 |  |  |  | 506.64 | NY Metro | 1589 | Program data |  | 1 | 4 | 506.64 | 494.1624 | contract price | 3.635 | 3.5455 | 0 | 494.1624 | 123.5406
1590 | ConEd | Program data | 2014 | 4 | 1590 |  | 4 | 506.64 |  |  |  | 506.64 | NY Metro | 1590 | Program data |  | 1 | 4 | 506.64 | 494.1624 | contract price | 3.635 | 3.5455 | 0 | 494.1624 | 123.5406
1591 | ConEd | Program data | 2014 | 4 | 1591 |  | 4 | 506.64 |  |  |  | 506.64 | NY Metro | 1591 | Program data |  | 1 | 4 | 506.64 | 494.1624 | contract price | 3.635 | 3.5455 | 0 | 494.1624 | 123.5406
1592 | ConEd | Program data | 2014 | 4 | 1592 |  | 4 | 506.64 |  |  |  | 506.64 | NY Metro | 1592 | Program data |  | 1 | 4 | 506.64 | 494.1624 | contract price | 3.635 | 3.5455 | 0 | 494.1624 | 123.5406
1593 | ConEd | Program data | 2014 | 4 | 1593 |  | 4 | 506.64 |  |  |  | 506.64 | NY Metro | 1593 | Program data |  | 1 | 4 | 506.64 | 494.1624 | contract price | 3.635 | 3.5455 | 0 | 494.1624 | 123.5406
1594 | ConEd | Program data | 2014 | 4 | 1594 |  | 4 | 506.64 |  |  |  | 506.64 | NY Metro | 1594 | Program data |  | 1 | 4 | 506.64 | 494.1624 | contract price | 3.635 | 3.5455 | 0 | 494.1624 | 123.5406
1595 | ConEd | Program data | 2014 | 4 | 1595 |  | 4 | 506.64 |  |  |  | 506.64 | NY Metro | 1595 | Program data |  | 1 | 4 | 506.64 | 494.1624 | contract price | 3.635 | 3.5455 | 0 | 494.1624 | 123.5406
1596 | ConEd | Program data | 2014 | 4 | 1596 |  | 4 | 506.63 |  |  |  | 506.63 | NY Metro | 1596 | Program data |  | 1 | 4 | 506.63 | 494.1526 | contract price | 3.635 | 3.5455 | 0 | 494.1526 | 123.5382
1597 | ConEd | Program data | 2014 | 4 | 1597 |  | 4 | 506.63 |  |  |  | 506.63 | NY Metro | 1597 | Program data |  | 1 | 4 | 506.63 | 494.1526 | contract price | 3.635 | 3.5455 | 0 | 494.1526 | 123.5382
1598 | ConEd | Program data | 2014 | 4 | 1598 |  | 4 | 506.63 |  |  |  | 506.63 | NY Metro | 1598 | Program data |  | 1 | 4 | 506.63 | 494.1526 | contract price | 3.635 | 3.5455 | 0 | 494.1526 | 123.5382
1599 | ConEd | Program data | 2014 | 4 | 1599 |  | 4 | 506.64 |  |  |  | 506.64 | NY Metro | 1599 | Program data |  | 1 | 4 | 506.64 | 494.1624 | contract price | 3.635 | 3.5455 | 0 | 494.1624 | 123.5406
1600 | ConEd | Program data | 2014 | 4 | 1600 |  | 4 | 506.64 |  |  |  | 506.64 | NY Metro | 1600 | Program data |  | 1 | 4 | 506.64 | 494.1624 | contract price | 3.635 | 3.5455 | 0 | 494.1624 | 123.5406
1601 | ConEd | Program data | 2014 | 4 | 1601 |  | 4 | 506.64 |  |  |  | 506.64 | NY Metro | 1601 | Program data |  | 1 | 4 | 506.64 | 494.1624 | contract price | 3.635 | 3.5455 | 0 | 494.1624 | 123.5406
1602 | ConEd | Program data | 2014 | 4 | 1602 |  | 4 | 506.64 |  |  |  | 506.64 | NY Metro | 1602 | Program data |  | 1 | 4 | 506.64 | 494.1624 | contract price | 3.635 | 3.5455 | 0 | 494.1624 | 123.5406
1603 | ConEd | Program data | 2014 | 4 | 1603 |  | 4 | 506.64 |  |  |  | 506.64 | NY Metro | 1603 | Program data |  | 1 | 4 | 506.64 | 494.1624 | contract price | 3.635 | 3.5455 | 0 | 494.1624 | 123.5406
1604 | ConEd | Program data | 2014 | 4 | 1604 |  | 4 | 506.64 |  |  |  | 506.64 | NY Metro | 1604 | Program data |  | 1 | 4 | 506.64 | 494.1624 | contract price | 3.635 | 3.5455 | 0 | 494.1624 | 123.5406
1605 | ConEd | Program data | 2014 | 4 | 1605 |  | 4 | 506.64 |  |  |  | 506.64 | NY Metro | 1605 | Program data |  | 1 | 4 | 506.64 | 494.1624 | contract price | 3.635 | 3.5455 | 0 | 494.1624 | 123.5406
1606 | ConEd | Program data | 2014 | 4 | 1606 |  | 4 | 506.64 |  |  |  | 506.64 | NY Metro | 1606 | Program data |  | 1 | 4 | 506.64 | 494.1624 | contract price | 3.635 | 3.5455 | 0 | 494.1624 | 123.5406
1607 | ConEd | Program data | 2014 | 4 | 1607 |  | 4 | 506.64 |  |  |  | 506.64 | NY Metro | 1607 | Program data |  | 1 | 4 | 506.64 | 494.1624 | contract price | 3.635 | 3.5455 | 0 | 494.1624 | 123.5406
1608 | ConEd | Program data | 2014 | 4 | 1608 |  | 4 | 506.64 |  |  |  | 506.64 | NY Metro | 1608 | Program data |  | 1 | 4 | 506.64 | 494.1624 | contract price | 3.635 | 3.5455 | 0 | 494.1624 | 123.5406
1609 | ConEd | Program data | 2014 | 4 | 1609 |  | 4 | 506.64 |  |  |  | 506.64 | NY Metro | 1609 | Program data |  | 1 | 4 | 506.64 | 494.1624 | contract price | 3.635 | 3.5455 | 0 | 494.1624 | 123.5406
1610 | ConEd | Program data | 2014 | 4 | 1610 |  | 4 | 506.64 |  |  |  | 506.64 | NY Metro | 1610 | Program data |  | 1 | 4 | 506.64 | 494.1624 | contract price | 3.635 | 3.5455 | 0 | 494.1624 | 123.5406
1611 | ConEd | Program data | 2014 | 4 | 1611 |  | 4 | 506.64 |  |  |  | 506.64 | NY Metro | 1611 | Program data |  | 1 | 4 | 506.64 | 494.1624 | contract price | 3.635 | 3.5455 | 0 | 494.1624 | 123.5406
1612 | ConEd | Program data | 2014 | 4 | 1612 |  | 4 | 506.64 |  |  |  | 506.64 | NY Metro | 1612 | Program data |  | 1 | 4 | 506.64 | 494.1624 | contract price | 3.635 | 3.5455 | 0 | 494.1624 | 123.5406
1613 | ConEd | Program data | 2014 | 4 | 1613 |  | 4 | 506.63 |  |  |  | 506.63 | NY Metro | 1613 | Program data |  | 1 | 4 | 506.63 | 494.1526 | contract price | 3.635 | 3.5455 | 0 | 494.1526 | 123.5382
1614 | ConEd | Program data | 2014 | 4 | 1614 |  | 4 | 506.63 |  |  |  | 506.63 | NY Metro | 1614 | Program data |  | 1 | 4 | 506.63 | 494.1526 | contract price | 3.635 | 3.5455 | 0 | 494.1526 | 123.5382
1615 | ConEd | Program data | 2014 | 4 | 1615 |  | 4 | 506.63 |  |  |  | 506.63 | NY Metro | 1615 | Program data |  | 1 | 4 | 506.63 | 494.1526 | contract price | 3.635 | 3.5455 | 0 | 494.1526 | 123.5382
1616 | ConEd | Program data | 2014 | 4 | 1616 |  | 4 | 506.63 |  |  |  | 506.63 | NY Metro | 1616 | Program data |  | 1 | 4 | 506.63 | 494.1526 | contract price | 3.635 | 3.5455 | 0 | 494.1526 | 123.5382
1617 | ConEd | Program data | 2014 | 4 | 1617 |  | 4 | 506.63 |  |  |  | 506.63 | NY Metro | 1617 | Program data |  | 1 | 4 | 506.63 | 494.1526 | contract price | 3.635 | 3.5455 | 0 | 494.1526 | 123.5382
1618 | ConEd | Program data | 2014 | 4 | 1618 |  | 4 | 506.63 |  |  |  | 506.63 | NY Metro | 1618 | Program data |  | 1 | 4 | 506.63 | 494.1526 | contract price | 3.635 | 3.5455 | 0 | 494.1526 | 123.5382
1619 | ConEd | Program data | 2014 | 4 | 1619 |  | 4 | 506.63 |  |  |  | 506.63 | NY Metro | 1619 | Program data |  | 1 | 4 | 506.63 | 494.1526 | contract price | 3.635 | 3.5455 | 0 | 494.1526 | 123.5382
1620 | ConEd | Program data | 2014 | 4 | 1620 |  | 4 | 506.63 |  |  |  | 506.63 | NY Metro | 1620 | Program data |  | 1 | 4 | 506.63 | 494.1526 | contract price | 3.635 | 3.5455 | 0 | 494.1526 | 123.5382
1621 | ConEd | Program data | 2014 | 4 | 1621 |  | 4 | 506.63 |  |  |  | 506.63 | NY Metro | 1621 | Program data |  | 1 | 4 | 506.63 | 494.1526 | contract price | 3.635 | 3.5455 | 0 | 494.1526 | 123.5382
1622 | ConEd | Program data | 2014 | 4 | 1622 |  | 4 | 506.63 |  |  |  | 506.63 | NY Metro | 1622 | Program data |  | 1 | 4 | 506.63 | 494.1526 | contract price | 3.635 | 3.5455 | 0 | 494.1526 | 123.5382
1623 | ConEd | Program data | 2014 | 4 | 1623 |  | 4 | 506.63 |  |  |  | 506.63 | NY Metro | 1623 | Program data |  | 1 | 4 | 506.63 | 494.1526 | contract price | 3.635 | 3.5455 | 0 | 494.1526 | 123.5382
1624 | ConEd | Program data | 2014 | 4 | 1624 |  | 4 | 506.63 |  |  |  | 506.63 | NY Metro | 1624 | Program data |  | 1 | 4 | 506.63 | 494.1526 | contract price | 3.635 | 3.5455 | 0 | 494.1526 | 123.5382
1625 | ConEd | Program data | 2014 | 4 | 1625 |  | 4 | 506.63 |  |  |  | 506.63 | NY Metro | 1625 | Program data |  | 1 | 4 | 506.63 | 494.1526 | contract price | 3.635 | 3.5455 | 0 | 494.1526 | 123.5382
1626 | ConEd | Program data | 2014 | 4 | 1626 |  | 4 | 506.63 |  |  |  | 506.63 | NY Metro | 1626 | Program data |  | 1 | 4 | 506.63 | 494.1526 | contract price | 3.635 | 3.5455 | 0 | 494.1526 | 123.5382
1627 | ConEd | Program data | 2014 | 4 | 1627 |  | 4 | 506.63 |  |  |  | 506.63 | NY Metro | 1627 | Program data |  | 1 | 4 | 506.63 | 494.1526 | contract price | 3.635 | 3.5455 | 0 | 494.1526 | 123.5382
1628 | ConEd | Program data | 2014 | 4 | 1628 |  | 4 | 506.63 |  |  |  | 506.63 | NY Metro | 1628 | Program data |  | 1 | 4 | 506.63 | 494.1526 | contract price | 3.635 | 3.5455 | 0 | 494.1526 | 123.5382
1629 | ConEd | Program data | 2014 | 4 | 1629 |  | 4 | 506.63 |  |  |  | 506.63 | NY Metro | 1629 | Program data |  | 1 | 4 | 506.63 | 494.1526 | contract price | 3.635 | 3.5455 | 0 | 494.1526 | 123.5382
1630 | ConEd | Program data | 2014 | 4 | 1630 |  | 4 | 506.63 |  |  |  | 506.63 | NY Metro | 1630 | Program data |  | 1 | 4 | 506.63 | 494.1526 | contract price | 3.635 | 3.5455 | 0 | 494.1526 | 123.5382
1631 | ConEd | Program data | 2014 | 4 | 1631 |  | 4 | 506.63 |  |  |  | 506.63 | NY Metro | 1631 | Program data |  | 1 | 4 | 506.63 | 494.1526 | contract price | 3.635 | 3.5455 | 0 | 494.1526 | 123.5382
1632 | ConEd | Program data | 2014 | 4 | 1632 |  | 4 | 506.63 |  |  |  | 506.63 | NY Metro | 1632 | Program data |  | 1 | 4 | 506.63 | 494.1526 | contract price | 3.635 | 3.5455 | 0 | 494.1526 | 123.5382
1633 | ConEd | Program data | 2014 | 4 | 1633 |  | 4 | 506.64 |  |  |  | 506.64 | NY Metro | 1633 | Program data |  | 1 | 4 | 506.64 | 494.1624 | contract price | 3.635 | 3.5455 | 0 | 494.1624 | 123.5406
1634 | ConEd | Program data | 2014 | 4 | 1634 |  | 4 | 506.63 |  |  |  | 506.63 | NY Metro | 1634 | Program data |  | 1 | 4 | 506.63 | 494.1526 | contract price | 3.635 | 3.5455 | 0 | 494.1526 | 123.5382
1635 | ConEd | Program data | 2014 | 4 | 1635 |  | 4 | 506.63 |  |  |  | 506.63 | NY Metro | 1635 | Program data |  | 1 | 4 | 506.63 | 494.1526 | contract price | 3.635 | 3.5455 | 0 | 494.1526 | 123.5382
1636 | ConEd | Program data | 2014 | 4 | 1636 |  | 4 | 506.63 |  |  |  | 506.63 | NY Metro | 1636 | Program data |  | 1 | 4 | 506.63 | 494.1526 | contract price | 3.635 | 3.5455 | 0 | 494.1526 | 123.5382
1637 | ConEd | Program data | 2014 | 4 | 1637 |  | 4 | 506.63 |  |  |  | 506.63 | NY Metro | 1637 | Program data |  | 1 | 4 | 506.63 | 494.1526 | contract price | 3.635 | 3.5455 | 0 | 494.1526 | 123.5382
1638 | ConEd | Program data | 2014 | 4 | 1638 |  | 4 | 506.63 |  |  |  | 506.63 | NY Metro | 1638 | Program data |  | 1 | 4 | 506.63 | 494.1526 | contract price | 3.635 | 3.5455 | 0 | 494.1526 | 123.5382
1639 | ConEd | Program data | 2014 | 4 | 1639 |  | 4 | 506.63 |  |  |  | 506.63 | NY Metro | 1639 | Program data |  | 1 | 4 | 506.63 | 494.1526 | contract price | 3.635 | 3.5455 | 0 | 494.1526 | 123.5382
1640 | ConEd | Program data | 2014 | 4 | 1640 |  | 4 | 506.63 |  |  |  | 506.63 | NY Metro | 1640 | Program data |  | 1 | 4 | 506.63 | 494.1526 | contract price | 3.635 | 3.5455 | 0 | 494.1526 | 123.5382
1641 | ConEd | Program data | 2014 | 4 | 1641 |  | 4 | 506.64 |  |  |  | 506.64 | NY Metro | 1641 | Program data |  | 1 | 4 | 506.64 | 494.1624 | contract price | 3.635 | 3.5455 | 0 | 494.1624 | 123.5406
1642 | ConEd | Program data | 2014 | 4 | 1642 |  | 4 | 506.64 |  |  |  | 506.64 | NY Metro | 1642 | Program data |  | 1 | 4 | 506.64 | 494.1624 | contract price | 3.635 | 3.5455 | 0 | 494.1624 | 123.5406
1643 | ConEd | Program data | 2014 | 4 | 1643 |  | 4 | 506.63 |  |  |  | 506.63 | NY Metro | 1643 | Program data |  | 1 | 4 | 506.63 | 494.1526 | contract price | 3.635 | 3.5455 | 0 | 494.1526 | 123.5382
1644 | ConEd | Program data | 2014 | 4 | 1644 |  | 4 | 506.63 |  |  |  | 506.63 | NY Metro | 1644 | Program data |  | 1 | 4 | 506.63 | 494.1526 | contract price | 3.635 | 3.5455 | 0 | 494.1526 | 123.5382
1645 | ConEd | Program data | 2014 | 4 | 1645 |  | 4 | 506.64 |  |  |  | 506.64 | NY Metro | 1645 | Program data |  | 1 | 4 | 506.64 | 494.1624 | contract price | 3.635 | 3.5455 | 0 | 494.1624 | 123.5406
1646 | ConEd | Program data | 2014 | 4 | 1646 |  | 4 | 506.63 |  |  |  | 506.63 | NY Metro | 1646 | Program data |  | 1 | 4 | 506.63 | 494.1526 | contract price | 3.635 | 3.5455 | 0 | 494.1526 | 123.5382
1647 | ConEd | Program data | 2014 | 4 | 1647 |  | 4 | 506.64 |  |  |  | 506.64 | NY Metro | 1647 | Program data |  | 1 | 4 | 506.64 | 494.1624 | contract price | 3.635 | 3.5455 | 0 | 494.1624 | 123.5406
1648 | ConEd | Program data | 2014 | 4 | 1648 |  | 4 | 506.64 |  |  |  | 506.64 | NY Metro | 1648 | Program data |  | 1 | 4 | 506.64 | 494.1624 | contract price | 3.635 | 3.5455 | 0 | 494.1624 | 123.5406
1649 | ConEd | Program data | 2014 | 4 | 1649 |  | 4 | 506.64 |  |  |  | 506.64 | NY Metro | 1649 | Program data |  | 1 | 4 | 506.64 | 494.1624 | contract price | 3.635 | 3.5455 | 0 | 494.1624 | 123.5406
1650 | ConEd | Program data | 2014 | 4 | 1650 |  | 4 | 506.64 |  |  |  | 506.64 | NY Metro | 1650 | Program data |  | 1 | 4 | 506.64 | 494.1624 | contract price | 3.635 | 3.5455 | 0 | 494.1624 | 123.5406
1651 | ConEd | Program data | 2014 | 4 | 1651 |  | 4 | 506.64 |  |  |  | 506.64 | NY Metro | 1651 | Program data |  | 1 | 4 | 506.64 | 494.1624 | contract price | 3.635 | 3.5455 | 0 | 494.1624 | 123.5406
1652 | ConEd | Program data | 2014 | 4 | 1652 |  | 4 | 506.64 |  |  |  | 506.64 | NY Metro | 1652 | Program data |  | 1 | 4 | 506.64 | 494.1624 | contract price | 3.635 | 3.5455 | 0 | 494.1624 | 123.5406
1653 | ConEd | Program data | 2014 | 4 | 1653 |  | 4 | 506.64 |  |  |  | 506.64 | NY Metro | 1653 | Program data |  | 1 | 4 | 506.64 | 494.1624 | contract price | 3.635 | 3.5455 | 0 | 494.1624 | 123.5406
1654 | ConEd | Program data | 2014 | 4 | 1654 |  | 4 | 506.64 |  |  |  | 506.64 | NY Metro | 1654 | Program data |  | 1 | 4 | 506.64 | 494.1624 | contract price | 3.635 | 3.5455 | 0 | 494.1624 | 123.5406
1655 | ConEd | Program data | 2014 | 4 | 1655 |  | 4 | 506.64 |  |  |  | 506.64 | NY Metro | 1655 | Program data |  | 1 | 4 | 506.64 | 494.1624 | contract price | 3.635 | 3.5455 | 0 | 494.1624 | 123.5406
1656 | ConEd | Program data | 2014 | 4 | 1656 |  | 4 | 506.64 |  |  |  | 506.64 | NY Metro | 1656 | Program data |  | 1 | 4 | 506.64 | 494.1624 | contract price | 3.635 | 3.5455 | 0 | 494.1624 | 123.5406
1657 | ConEd | Program data | 2014 | 4 | 1657 |  | 4 | 506.63 |  |  |  | 506.63 | NY Metro | 1657 | Program data |  | 1 | 4 | 506.63 | 494.1526 | contract price | 3.635 | 3.5455 | 0 | 494.1526 | 123.5382
1658 | ConEd | Program data | 2014 | 4 | 1658 |  | 4 | 506.63 |  |  |  | 506.63 | NY Metro | 1658 | Program data |  | 1 | 4 | 506.63 | 494.1526 | contract price | 3.635 | 3.5455 | 0 | 494.1526 | 123.5382
1659 | ConEd | Program data | 2014 | 4 | 1659 |  | 4 | 506.63 |  |  |  | 506.63 | NY Metro | 1659 | Program data |  | 1 | 4 | 506.63 | 494.1526 | contract price | 3.635 | 3.5455 | 0 | 494.1526 | 123.5382
1660 | ConEd | Program data | 2014 | 4 | 1660 |  | 4 | 506.63 |  |  |  | 506.63 | NY Metro | 1660 | Program data |  | 1 | 4 | 506.63 | 494.1526 | contract price | 3.635 | 3.5455 | 0 | 494.1526 | 123.5382
1661 | ConEd | Program data | 2014 | 4 | 1661 |  | 4 | 506.63 |  |  |  | 506.63 | NY Metro | 1661 | Program data |  | 1 | 4 | 506.63 | 494.1526 | contract price | 3.635 | 3.5455 | 0 | 494.1526 | 123.5382
1662 | ConEd | Program data | 2014 | 4 | 1662 |  | 4 | 506.63 |  |  |  | 506.63 | NY Metro | 1662 | Program data |  | 1 | 4 | 506.63 | 494.1526 | contract price | 3.635 | 3.5455 | 0 | 494.1526 | 123.5382
1663 | ConEd | Program data | 2014 | 4 | 1663 |  | 4 | 506.63 |  |  |  | 506.63 | NY Metro | 1663 | Program data |  | 1 | 4 | 506.63 | 494.1526 | contract price | 3.635 | 3.5455 | 0 | 494.1526 | 123.5382
1664 | ConEd | Program data | 2014 | 4 | 1664 |  | 4 | 506.63 |  |  |  | 506.63 | NY Metro | 1664 | Program data |  | 1 | 4 | 506.63 | 494.1526 | contract price | 3.635 | 3.5455 | 0 | 494.1526 | 123.5382
1665 | ConEd | Program data | 2014 | 4 | 1665 |  | 4 | 506.63 |  |  |  | 506.63 | NY Metro | 1665 | Program data |  | 1 | 4 | 506.63 | 494.1526 | contract price | 3.635 | 3.5455 | 0 | 494.1526 | 123.5382
1666 | ConEd | Program data | 2014 | 4 | 1666 |  | 4 | 506.63 |  |  |  | 506.63 | NY Metro | 1666 | Program data |  | 1 | 4 | 506.63 | 494.1526 | contract price | 3.635 | 3.5455 | 0 | 494.1526 | 123.5382
1667 | ConEd | Program data | 2014 | 4 | 1667 |  | 4 | 506.63 |  |  |  | 506.63 | NY Metro | 1667 | Program data |  | 1 | 4 | 506.63 | 494.1526 | contract price | 3.635 | 3.5455 | 0 | 494.1526 | 123.5382
1668 | ConEd | Program data | 2014 | 4 | 1668 |  | 4 | 506.63 |  |  |  | 506.63 | NY Metro | 1668 | Program data |  | 1 | 4 | 506.63 | 494.1526 | contract price | 3.635 | 3.5455 | 0 | 494.1526 | 123.5382
1669 | ConEd | Program data | 2014 | 4 | 1669 |  | 4 | 506.63 |  |  |  | 506.63 | NY Metro | 1669 | Program data |  | 1 | 4 | 506.63 | 494.1526 | contract price | 3.635 | 3.5455 | 0 | 494.1526 | 123.5382
1670 | ConEd | Program data | 2014 | 4 | 1670 |  | 4 | 506.63 |  |  |  | 506.63 | NY Metro | 1670 | Program data |  | 1 | 4 | 506.63 | 494.1526 | contract price | 3.635 | 3.5455 | 0 | 494.1526 | 123.5382
1671 | ConEd | Program data | 2014 | 4 | 1671 |  | 4 | 506.63 |  |  |  | 506.63 | NY Metro | 1671 | Program data |  | 1 | 4 | 506.63 | 494.1526 | contract price | 3.635 | 3.5455 | 0 | 494.1526 | 123.5382
1672 | ConEd | Program data | 2014 | 4 | 1672 |  | 4 | 506.63 |  |  |  | 506.63 | NY Metro | 1672 | Program data |  | 1 | 4 | 506.63 | 494.1526 | contract price | 3.635 | 3.5455 | 0 | 494.1526 | 123.5382
1673 | ConEd | Program data | 2014 | 4 | 1673 |  | 4 | 506.63 |  |  |  | 506.63 | NY Metro | 1673 | Program data |  | 1 | 4 | 506.63 | 494.1526 | contract price | 3.635 | 3.5455 | 0 | 494.1526 | 123.5382
1674 | ConEd | Program data | 2014 | 4 | 1674 |  | 4 | 506.64 |  |  |  | 506.64 | NY Metro | 1674 | Program data |  | 1 | 4 | 506.64 | 494.1624 | contract price | 3.635 | 3.5455 | 0 | 494.1624 | 123.5406
1675 | ConEd | Program data | 2014 | 4 | 1675 |  | 4 | 506.64 |  |  |  | 506.64 | NY Metro | 1675 | Program data |  | 1 | 4 | 506.64 | 494.1624 | contract price | 3.635 | 3.5455 | 0 | 494.1624 | 123.5406
1676 | ConEd | Program data | 2014 | 4 | 1676 |  | 4 | 506.63 |  |  |  | 506.63 | NY Metro | 1676 | Program data |  | 1 | 4 | 506.63 | 494.1526 | contract price | 3.635 | 3.5455 | 0 | 494.1526 | 123.5382
1677 | ConEd | Program data | 2014 | 4 | 1677 |  | 4 | 506.63 |  |  |  | 506.63 | NY Metro | 1677 | Program data |  | 1 | 4 | 506.63 | 494.1526 | contract price | 3.635 | 3.5455 | 0 | 494.1526 | 123.5382
1678 | ConEd | Program data | 2014 | 4 | 1678 |  | 4 | 506.63 |  |  |  | 506.63 | NY Metro | 1678 | Program data |  | 1 | 4 | 506.63 | 494.1526 | contract price | 3.635 | 3.5455 | 0 | 494.1526 | 123.5382
1679 | ConEd | Program data | 2014 | 4 | 1679 |  | 4 | 506.63 |  |  |  | 506.63 | NY Metro | 1679 | Program data |  | 1 | 4 | 506.63 | 494.1526 | contract price | 3.635 | 3.5455 | 0 | 494.1526 | 123.5382
1680 | ConEd | Program data | 2014 | 4 | 1680 |  | 4 | 506.63 |  |  |  | 506.63 | NY Metro | 1680 | Program data |  | 1 | 4 | 506.63 | 494.1526 | contract price | 3.635 | 3.5455 | 0 | 494.1526 | 123.5382
1681 | ConEd | Program data | 2014 | 4 | 1681 |  | 4 | 506.63 |  |  |  | 506.63 | NY Metro | 1681 | Program data |  | 1 | 4 | 506.63 | 494.1526 | contract price | 3.635 | 3.5455 | 0 | 494.1526 | 123.5382
1682 | ConEd | Program data | 2014 | 4 | 1682 |  | 4 | 506.63 |  |  |  | 506.63 | NY Metro | 1682 | Program data |  | 1 | 4 | 506.63 | 494.1526 | contract price | 3.635 | 3.5455 | 0 | 494.1526 | 123.5382
1683 | ConEd | Program data | 2014 | 4 | 1683 |  | 4 | 506.63 |  |  |  | 506.63 | NY Metro | 1683 | Program data |  | 1 | 4 | 506.63 | 494.1526 | contract price | 3.635 | 3.5455 | 0 | 494.1526 | 123.5382
1684 | ConEd | Program data | 2014 | 4 | 1684 |  | 4 | 506.63 |  |  |  | 506.63 | NY Metro | 1684 | Program data |  | 1 | 4 | 506.63 | 494.1526 | contract price | 3.635 | 3.5455 | 0 | 494.1526 | 123.5382
1685 | ConEd | Program data | 2014 | 4 | 1685 |  | 4 | 506.63 |  |  |  | 506.63 | NY Metro | 1685 | Program data |  | 1 | 4 | 506.63 | 494.1526 | contract price | 3.635 | 3.5455 | 0 | 494.1526 | 123.5382
1686 | ConEd | Program data | 2014 | 4 | 1686 |  | 4 | 506.63 |  |  |  | 506.63 | NY Metro | 1686 | Program data |  | 1 | 4 | 506.63 | 494.1526 | contract price | 3.635 | 3.5455 | 0 | 494.1526 | 123.5382
1687 | ConEd | Program data | 2014 | 4 | 1687 |  | 4 | 506.63 |  |  |  | 506.63 | NY Metro | 1687 | Program data |  | 1 | 4 | 506.63 | 494.1526 | contract price | 3.635 | 3.5455 | 0 | 494.1526 | 123.5382
1688 | ConEd | Program data | 2014 | 4 | 1688 |  | 4 | 506.63 |  |  |  | 506.63 | NY Metro | 1688 | Program data |  | 1 | 4 | 506.63 | 494.1526 | contract price | 3.635 | 3.5455 | 0 | 494.1526 | 123.5382
1689 | ConEd | Program data | 2014 | 4 | 1689 |  | 4 | 506.63 |  |  |  | 506.63 | NY Metro | 1689 | Program data |  | 1 | 4 | 506.63 | 494.1526 | contract price | 3.635 | 3.5455 | 0 | 494.1526 | 123.5382
1690 | ConEd | Program data | 2014 | 4 | 1690 |  | 4 | 506.63 |  |  |  | 506.63 | NY Metro | 1690 | Program data |  | 1 | 4 | 506.63 | 494.1526 | contract price | 3.635 | 3.5455 | 0 | 494.1526 | 123.5382
1691 | ConEd | Program data | 2014 | 4 | 1691 |  | 4 | 506.63 |  |  |  | 506.63 | NY Metro | 1691 | Program data |  | 1 | 4 | 506.63 | 494.1526 | contract price | 3.635 | 3.5455 | 0 | 494.1526 | 123.5382
1692 | ConEd | Program data | 2014 | 4 | 1692 |  | 4 | 506.63 |  |  |  | 506.63 | NY Metro | 1692 | Program data |  | 1 | 4 | 506.63 | 494.1526 | contract price | 3.635 | 3.5455 | 0 | 494.1526 | 123.5382
1693 | ConEd | Program data | 2014 | 4 | 1693 |  | 4 | 506.63 |  |  |  | 506.63 | NY Metro | 1693 | Program data |  | 1 | 4 | 506.63 | 494.1526 | contract price | 3.635 | 3.5455 | 0 | 494.1526 | 123.5382
1694 | ConEd | Program data | 2014 | 4 | 1694 |  | 4 | 506.64 |  |  |  | 506.64 | NY Metro | 1694 | Program data |  | 1 | 4 | 506.64 | 494.1624 | contract price | 3.635 | 3.5455 | 0 | 494.1624 | 123.5406
1695 | ConEd | Program data | 2014 | 4 | 1695 |  | 4 | 506.63 |  |  |  | 506.63 | NY Metro | 1695 | Program data |  | 1 | 4 | 506.63 | 494.1526 | contract price | 3.635 | 3.5455 | 0 | 494.1526 | 123.5382
1696 | ConEd | Program data | 2014 | 4 | 1696 |  | 4 | 506.64 |  |  |  | 506.64 | NY Metro | 1696 | Program data |  | 1 | 4 | 506.64 | 494.1624 | contract price | 3.635 | 3.5455 | 0 | 494.1624 | 123.5406
1697 | ConEd | Program data | 2014 | 4 | 1697 |  | 4 | 506.64 |  |  |  | 506.64 | NY Metro | 1697 | Program data |  | 1 | 4 | 506.64 | 494.1624 | contract price | 3.635 | 3.5455 | 0 | 494.1624 | 123.5406
1698 | ConEd | Program data | 2014 | 4 | 1698 |  | 4 | 506.64 |  |  |  | 506.64 | NY Metro | 1698 | Program data |  | 1 | 4 | 506.64 | 494.1624 | contract price | 3.635 | 3.5455 | 0 | 494.1624 | 123.5406
1699 | ConEd | Program data | 2014 | 4 | 1699 |  | 4 | 506.64 |  |  |  | 506.64 | NY Metro | 1699 | Program data |  | 1 | 4 | 506.64 | 494.1624 | contract price | 3.635 | 3.5455 | 0 | 494.1624 | 123.5406
1700 | ConEd | Program data | 2014 | 4 | 1700 |  | 4 | 506.64 |  |  |  | 506.64 | NY Metro | 1700 | Program data |  | 1 | 4 | 506.64 | 494.1624 | contract price | 3.635 | 3.5455 | 0 | 494.1624 | 123.5406
1701 | ConEd | Program data | 2014 | 4 | 1701 |  | 4 | 506.64 |  |  |  | 506.64 | NY Metro | 1701 | Program data |  | 1 | 4 | 506.64 | 494.1624 | contract price | 3.635 | 3.5455 | 0 | 494.1624 | 123.5406
1702 | ConEd | Program data | 2014 | 4 | 1702 |  | 4 | 506.64 |  |  |  | 506.64 | NY Metro | 1702 | Program data |  | 1 | 4 | 506.64 | 494.1624 | contract price | 3.635 | 3.5455 | 0 | 494.1624 | 123.5406
1703 | ConEd | Program data | 2014 | 4 | 1703 |  | 4 | 506.64 |  |  |  | 506.64 | NY Metro | 1703 | Program data |  | 1 | 4 | 506.64 | 494.1624 | contract price | 3.635 | 3.5455 | 0 | 494.1624 | 123.5406
1704 | ConEd | Program data | 2014 | 4 | 1704 |  | 4 | 506.64 |  |  |  | 506.64 | NY Metro | 1704 | Program data |  | 1 | 4 | 506.64 | 494.1624 | contract price | 3.635 | 3.5455 | 0 | 494.1624 | 123.5406
1705 | ConEd | Program data | 2014 | 4 | 1705 |  | 4 | 506.64 |  |  |  | 506.64 | NY Metro | 1705 | Program data |  | 1 | 4 | 506.64 | 494.1624 | contract price | 3.635 | 3.5455 | 0 | 494.1624 | 123.5406
1706 | ConEd | Program data | 2014 | 4 | 1706 |  | 4 | 506.64 |  |  |  | 506.64 | NY Metro | 1706 | Program data |  | 1 | 4 | 506.64 | 494.1624 | contract price | 3.635 | 3.5455 | 0 | 494.1624 | 123.5406
1707 | ConEd | Program data | 2014 | 4 | 1707 |  | 4 | 506.64 |  |  |  | 506.64 | NY Metro | 1707 | Program data |  | 1 | 4 | 506.64 | 494.1624 | contract price | 3.635 | 3.5455 | 0 | 494.1624 | 123.5406
1708 | ConEd | Program data | 2014 | 4 | 1708 |  | 4 | 506.64 |  |  |  | 506.64 | NY Metro | 1708 | Program data |  | 1 | 4 | 506.64 | 494.1624 | contract price | 3.635 | 3.5455 | 0 | 494.1624 | 123.5406
1709 | ConEd | Program data | 2014 | 4 | 1709 |  | 4 | 506.64 |  |  |  | 506.64 | NY Metro | 1709 | Program data |  | 1 | 4 | 506.64 | 494.1624 | contract price | 3.635 | 3.5455 | 0 | 494.1624 | 123.5406
1710 | ConEd | Program data | 2014 | 4 | 1710 |  | 4 | 506.64 |  |  |  | 506.64 | NY Metro | 1710 | Program data |  | 1 | 4 | 506.64 | 494.1624 | contract price | 3.635 | 3.5455 | 0 | 494.1624 | 123.5406
1711 | ConEd | Program data | 2014 | 4 | 1711 |  | 4 | 506.64 |  |  |  | 506.64 | NY Metro | 1711 | Program data |  | 1 | 4 | 506.64 | 494.1624 | contract price | 3.635 | 3.5455 | 0 | 494.1624 | 123.5406
1712 | ConEd | Program data | 2014 | 4 | 1712 |  | 4 | 506.64 |  |  |  | 506.64 | NY Metro | 1712 | Program data |  | 1 | 4 | 506.64 | 494.1624 | contract price | 3.635 | 3.5455 | 0 | 494.1624 | 123.5406
1713 | ConEd | Program data | 2014 | 4 | 1713 |  | 4 | 506.64 |  |  |  | 506.64 | NY Metro | 1713 | Program data |  | 1 | 4 | 506.64 | 494.1624 | contract price | 3.635 | 3.5455 | 0 | 494.1624 | 123.5406
1714 | ConEd | Program data | 2014 | 4 | 1714 |  | 4 | 506.64 |  |  |  | 506.64 | NY Metro | 1714 | Program data |  | 1 | 4 | 506.64 | 494.1624 | contract price | 3.635 | 3.5455 | 0 | 494.1624 | 123.5406
1715 | ConEd | Program data | 2014 | 4 | 1715 |  | 4 | 506.64 |  |  |  | 506.64 | NY Metro | 1715 | Program data |  | 1 | 4 | 506.64 | 494.1624 | contract price | 3.635 | 3.5455 | 0 | 494.1624 | 123.5406
1716 | ConEd | Program data | 2014 | 4 | 1716 |  | 4 | 506.64 |  |  |  | 506.64 | NY Metro | 1716 | Program data |  | 1 | 4 | 506.64 | 494.1624 | contract price | 3.635 | 3.5455 | 0 | 494.1624 | 123.5406
1717 | ConEd | Program data | 2014 | 4 | 1717 |  | 4 | 506.64 |  |  |  | 506.64 | NY Metro | 1717 | Program data |  | 1 | 4 | 506.64 | 494.1624 | contract price | 3.635 | 3.5455 | 0 | 494.1624 | 123.5406
1718 | ConEd | Program data | 2014 | 4 | 1718 |  | 4 | 506.64 |  |  |  | 506.64 | NY Metro | 1718 | Program data |  | 1 | 4 | 506.64 | 494.1624 | contract price | 3.635 | 3.5455 | 0 | 494.1624 | 123.5406
1719 | ConEd | Program data | 2014 | 4 | 1719 |  | 4 | 506.64 |  |  |  | 506.64 | NY Metro | 1719 | Program data |  | 1 | 4 | 506.64 | 494.1624 | contract price | 3.635 | 3.5455 | 0 | 494.1624 | 123.5406
1720 | ConEd | Program data | 2014 | 4 | 1720 |  | 4 | 506.64 |  |  |  | 506.64 | NY Metro | 1720 | Program data |  | 1 | 4 | 506.64 | 494.1624 | contract price | 3.635 | 3.5455 | 0 | 494.1624 | 123.5406
1721 | ConEd | Program data | 2014 | 4 | 1721 |  | 4 | 506.64 |  |  |  | 506.64 | NY Metro | 1721 | Program data |  | 1 | 4 | 506.64 | 494.1624 | contract price | 3.635 | 3.5455 | 0 | 494.1624 | 123.5406
1722 | ConEd | Program data | 2014 | 4 | 1722 |  | 4 | 506.64 |  |  |  | 506.64 | NY Metro | 1722 | Program data |  | 1 | 4 | 506.64 | 494.1624 | contract price | 3.635 | 3.5455 | 0 | 494.1624 | 123.5406
1723 | ConEd | Program data | 2014 | 4 | 1723 |  | 4 | 506.64 |  |  |  | 506.64 | NY Metro | 1723 | Program data |  | 1 | 4 | 506.64 | 494.1624 | contract price | 3.635 | 3.5455 | 0 | 494.1624 | 123.5406
1724 | ConEd | Program data | 2014 | 4 | 1724 |  | 4 | 506.64 |  |  |  | 506.64 | NY Metro | 1724 | Program data |  | 1 | 4 | 506.64 | 494.1624 | contract price | 3.635 | 3.5455 | 0 | 494.1624 | 123.5406
1725 | ConEd | Program data | 2014 | 4 | 1725 |  | 4 | 506.64 |  |  |  | 506.64 | NY Metro | 1725 | Program data |  | 1 | 4 | 506.64 | 494.1624 | contract price | 3.635 | 3.5455 | 0 | 494.1624 | 123.5406
1726 | ConEd | Program data | 2014 | 4 | 1726 |  | 4 | 506.64 |  |  |  | 506.64 | NY Metro | 1726 | Program data |  | 1 | 4 | 506.64 | 494.1624 | contract price | 3.635 | 3.5455 | 0 | 494.1624 | 123.5406
1727 | ConEd | Program data | 2014 | 4 | 1727 |  | 4 | 506.64 |  |  |  | 506.64 | NY Metro | 1727 | Program data |  | 1 | 4 | 506.64 | 494.1624 | contract price | 3.635 | 3.5455 | 0 | 494.1624 | 123.5406
1728 | ConEd | Program data | 2014 | 4 | 1728 |  | 4 | 506.64 |  |  |  | 506.64 | NY Metro | 1728 | Program data |  | 1 | 4 | 506.64 | 494.1624 | contract price | 3.635 | 3.5455 | 0 | 494.1624 | 123.5406
1729 | ConEd | Program data | 2014 | 4 | 1729 |  | 4 | 506.64 |  |  |  | 506.64 | NY Metro | 1729 | Program data |  | 1 | 4 | 506.64 | 494.1624 | contract price | 3.635 | 3.5455 | 0 | 494.1624 | 123.5406
1730 | ConEd | Program data | 2014 | 4 | 1730 |  | 4 | 506.64 |  |  |  | 506.64 | NY Metro | 1730 | Program data |  | 1 | 4 | 506.64 | 494.1624 | contract price | 3.635 | 3.5455 | 0 | 494.1624 | 123.5406
1731 | ConEd | Program data | 2014 | 4 | 1731 |  | 4 | 506.64 |  |  |  | 506.64 | NY Metro | 1731 | Program data |  | 1 | 4 | 506.64 | 494.1624 | contract price | 3.635 | 3.5455 | 0 | 494.1624 | 123.5406
1732 | ConEd | Program data | 2014 | 4 | 1732 |  | 4 | 506.64 |  |  |  | 506.64 | NY Metro | 1732 | Program data |  | 1 | 4 | 506.64 | 494.1624 | contract price | 3.635 | 3.5455 | 0 | 494.1624 | 123.5406
1733 | ConEd | Program data | 2014 | 4 | 1733 |  | 4 | 506.64 |  |  |  | 506.64 | NY Metro | 1733 | Program data |  | 1 | 4 | 506.64 | 494.1624 | contract price | 3.635 | 3.5455 | 0 | 494.1624 | 123.5406
1734 | ConEd | Program data | 2014 | 4 | 1734 |  | 4 | 506.64 |  |  |  | 506.64 | NY Metro | 1734 | Program data |  | 1 | 4 | 506.64 | 494.1624 | contract price | 3.635 | 3.5455 | 0 | 494.1624 | 123.5406
1735 | ConEd | Program data | 2014 | 4 | 1735 |  | 4 | 506.64 |  |  |  | 506.64 | NY Metro | 1735 | Program data |  | 1 | 4 | 506.64 | 494.1624 | contract price | 3.635 | 3.5455 | 0 | 494.1624 | 123.5406
1736 | ConEd | Program data | 2014 | 4 | 1736 |  | 4 | 506.64 |  |  |  | 506.64 | NY Metro | 1736 | Program data |  | 1 | 4 | 506.64 | 494.1624 | contract price | 3.635 | 3.5455 | 0 | 494.1624 | 123.5406
1737 | ConEd | Program data | 2014 | 4 | 1737 |  | 4 | 506.64 |  |  |  | 506.64 | NY Metro | 1737 | Program data |  | 1 | 4 | 506.64 | 494.1624 | contract price | 3.635 | 3.5455 | 0 | 494.1624 | 123.5406
1738 | ConEd | Program data | 2014 | 4 | 1738 |  | 4 | 506.64 |  |  |  | 506.64 | NY Metro | 1738 | Program data |  | 1 | 4 | 506.64 | 494.1624 | contract price | 3.635 | 3.5455 | 0 | 494.1624 | 123.5406
1739 | ConEd | Program data | 2014 | 4 | 1739 |  | 4 | 506.64 |  |  |  | 506.64 | NY Metro | 1739 | Program data |  | 1 | 4 | 506.64 | 494.1624 | contract price | 3.635 | 3.5455 | 0 | 494.1624 | 123.5406
1740 | ConEd | Program data | 2014 | 4 | 1740 |  | 4 | 506.63 |  |  |  | 506.63 | NY Metro | 1740 | Program data |  | 1 | 4 | 506.63 | 494.1526 | contract price | 3.635 | 3.5455 | 0 | 494.1526 | 123.5382
1741 | ConEd | Program data | 2014 | 4 | 1741 |  | 4 | 506.64 |  |  |  | 506.64 | NY Metro | 1741 | Program data |  | 1 | 4 | 506.64 | 494.1624 | contract price | 3.635 | 3.5455 | 0 | 494.1624 | 123.5406
1742 | ConEd | Program data | 2014 | 4 | 1742 |  | 4 | 506.64 |  |  |  | 506.64 | NY Metro | 1742 | Program data |  | 1 | 4 | 506.64 | 494.1624 | contract price | 3.635 | 3.5455 | 0 | 494.1624 | 123.5406
1743 | ConEd | Program data | 2014 | 4 | 1743 |  | 4 | 506.64 |  |  |  | 506.64 | NY Metro | 1743 | Program data |  | 1 | 4 | 506.64 | 494.1624 | contract price | 3.635 | 3.5455 | 0 | 494.1624 | 123.5406
1744 | ConEd | Program data | 2014 | 4 | 1744 |  | 4 | 506.63 |  |  |  | 506.63 | NY Metro | 1744 | Program data |  | 1 | 4 | 506.63 | 494.1526 | contract price | 3.635 | 3.5455 | 0 | 494.1526 | 123.5382
1745 | ConEd | Program data | 2014 | 4 | 1745 |  | 4 | 506.63 |  |  |  | 506.63 | NY Metro | 1745 | Program data |  | 1 | 4 | 506.63 | 494.1526 | contract price | 3.635 | 3.5455 | 0 | 494.1526 | 123.5382
1746 | ConEd | Program data | 2014 | 4 | 1746 |  | 4 | 506.63 |  |  |  | 506.63 | NY Metro | 1746 | Program data |  | 1 | 4 | 506.63 | 494.1526 | contract price | 3.635 | 3.5455 | 0 | 494.1526 | 123.5382
1747 | ConEd | Program data | 2014 | 4 | 1747 |  | 4 | 506.63 |  |  |  | 506.63 | NY Metro | 1747 | Program data |  | 1 | 4 | 506.63 | 494.1526 | contract price | 3.635 | 3.5455 | 0 | 494.1526 | 123.5382
1748 | ConEd | Program data | 2014 | 4 | 1748 |  | 4 | 506.63 |  |  |  | 506.63 | NY Metro | 1748 | Program data |  | 1 | 4 | 506.63 | 494.1526 | contract price | 3.635 | 3.5455 | 0 | 494.1526 | 123.5382
1749 | ConEd | Program data | 2014 | 4 | 1749 |  | 4 | 506.63 |  |  |  | 506.63 | NY Metro | 1749 | Program data |  | 1 | 4 | 506.63 | 494.1526 | contract price | 3.635 | 3.5455 | 0 | 494.1526 | 123.5382
1750 | ConEd | Program data | 2014 | 4 | 1750 |  | 4 | 506.63 |  |  |  | 506.63 | NY Metro | 1750 | Program data |  | 1 | 4 | 506.63 | 494.1526 | contract price | 3.635 | 3.5455 | 0 | 494.1526 | 123.5382
1751 | ConEd | Program data | 2014 | 4 | 1751 |  | 4 | 506.63 |  |  |  | 506.63 | NY Metro | 1751 | Program data |  | 1 | 4 | 506.63 | 494.1526 | contract price | 3.635 | 3.5455 | 0 | 494.1526 | 123.5382
1752 | ConEd | Program data | 2014 | 4 | 1752 |  | 4 | 506.63 |  |  |  | 506.63 | NY Metro | 1752 | Program data |  | 1 | 4 | 506.63 | 494.1526 | contract price | 3.635 | 3.5455 | 0 | 494.1526 | 123.5382
1753 | ConEd | Program data | 2014 | 4 | 1753 |  | 4 | 506.63 |  |  |  | 506.63 | NY Metro | 1753 | Program data |  | 1 | 4 | 506.63 | 494.1526 | contract price | 3.635 | 3.5455 | 0 | 494.1526 | 123.5382
1754 | ConEd | Program data | 2014 | 4 | 1754 |  | 4 | 506.64 |  |  |  | 506.64 | NY Metro | 1754 | Program data |  | 1 | 4 | 506.64 | 494.1624 | contract price | 3.635 | 3.5455 | 0 | 494.1624 | 123.5406
1755 | ConEd | Program data | 2014 | 4 | 1755 |  | 4 | 506.63 |  |  |  | 506.63 | NY Metro | 1755 | Program data |  | 1 | 4 | 506.63 | 494.1526 | contract price | 3.635 | 3.5455 | 0 | 494.1526 | 123.5382
1756 | ConEd | Program data | 2014 | 4 | 1756 |  | 4 | 506.64 |  |  |  | 506.64 | NY Metro | 1756 | Program data |  | 1 | 4 | 506.64 | 494.1624 | contract price | 3.635 | 3.5455 | 0 | 494.1624 | 123.5406
1757 | ConEd | Program data | 2014 | 4 | 1757 |  | 4 | 506.64 |  |  |  | 506.64 | NY Metro | 1757 | Program data |  | 1 | 4 | 506.64 | 494.1624 | contract price | 3.635 | 3.5455 | 0 | 494.1624 | 123.5406
1758 | ConEd | Program data | 2014 | 4 | 1758 |  | 4 | 506.64 |  |  |  | 506.64 | NY Metro | 1758 | Program data |  | 1 | 4 | 506.64 | 494.1624 | contract price | 3.635 | 3.5455 | 0 | 494.1624 | 123.5406
1759 | ConEd | Program data | 2014 | 4 | 1759 |  | 4 | 506.64 |  |  |  | 506.64 | NY Metro | 1759 | Program data |  | 1 | 4 | 506.64 | 494.1624 | contract price | 3.635 | 3.5455 | 0 | 494.1624 | 123.5406
1760 | ConEd | Program data | 2014 | 4 | 1760 |  | 4 | 506.64 |  |  |  | 506.64 | NY Metro | 1760 | Program data |  | 1 | 4 | 506.64 | 494.1624 | contract price | 3.635 | 3.5455 | 0 | 494.1624 | 123.5406
1761 | ConEd | Program data | 2014 | 4 | 1761 |  | 4 | 506.64 |  |  |  | 506.64 | NY Metro | 1761 | Program data |  | 1 | 4 | 506.64 | 494.1624 | contract price | 3.635 | 3.5455 | 0 | 494.1624 | 123.5406
1762 | ConEd | Program data | 2014 | 4 | 1762 |  | 4 | 506.64 |  |  |  | 506.64 | NY Metro | 1762 | Program data |  | 1 | 4 | 506.64 | 494.1624 | contract price | 3.635 | 3.5455 | 0 | 494.1624 | 123.5406
1763 | ConEd | Program data | 2014 | 4 | 1763 |  | 4 | 506.64 |  |  |  | 506.64 | NY Metro | 1763 | Program data |  | 1 | 4 | 506.64 | 494.1624 | contract price | 3.635 | 3.5455 | 0 | 494.1624 | 123.5406
1764 | ConEd | Program data | 2014 | 4 | 1764 |  | 4 | 506.64 |  |  |  | 506.64 | NY Metro | 1764 | Program data |  | 1 | 4 | 506.64 | 494.1624 | contract price | 3.635 | 3.5455 | 0 | 494.1624 | 123.5406
1765 | ConEd | Program data | 2014 | 4 | 1765 |  | 4 | 506.64 |  |  |  | 506.64 | NY Metro | 1765 | Program data |  | 1 | 4 | 506.64 | 494.1624 | contract price | 3.635 | 3.5455 | 0 | 494.1624 | 123.5406
1766 | ConEd | Program data | 2014 | 4 | 1766 |  | 4 | 506.64 |  |  |  | 506.64 | NY Metro | 1766 | Program data |  | 1 | 4 | 506.64 | 494.1624 | contract price | 3.635 | 3.5455 | 0 | 494.1624 | 123.5406
1767 | ConEd | Program data | 2014 | 4 | 1767 |  | 4 | 506.64 |  |  |  | 506.64 | NY Metro | 1767 | Program data |  | 1 | 4 | 506.64 | 494.1624 | contract price | 3.635 | 3.5455 | 0 | 494.1624 | 123.5406
1768 | ConEd | Program data | 2014 | 4 | 1768 |  | 4 | 506.64 |  |  |  | 506.64 | NY Metro | 1768 | Program data |  | 1 | 4 | 506.64 | 494.1624 | contract price | 3.635 | 3.5455 | 0 | 494.1624 | 123.5406
1769 | ConEd | Program data | 2014 | 4 | 1769 |  | 4 | 506.64 |  |  |  | 506.64 | NY Metro | 1769 | Program data |  | 1 | 4 | 506.64 | 494.1624 | contract price | 3.635 | 3.5455 | 0 | 494.1624 | 123.5406
1770 | ConEd | Program data | 2014 | 4 | 1770 |  | 4 | 506.64 |  |  |  | 506.64 | NY Metro | 1770 | Program data |  | 1 | 4 | 506.64 | 494.1624 | contract price | 3.635 | 3.5455 | 0 | 494.1624 | 123.5406
1771 | ConEd | Program data | 2014 | 4 | 1771 |  | 4 | 506.64 |  |  |  | 506.64 | NY Metro | 1771 | Program data |  | 1 | 4 | 506.64 | 494.1624 | contract price | 3.635 | 3.5455 | 0 | 494.1624 | 123.5406
1772 | ConEd | Program data | 2014 | 4 | 1772 |  | 4 | 506.64 |  |  |  | 506.64 | NY Metro | 1772 | Program data |  | 1 | 4 | 506.64 | 494.1624 | contract price | 3.635 | 3.5455 | 0 | 494.1624 | 123.5406
1773 | ConEd | Program data | 2014 | 4 | 1773 |  | 4 | 506.64 |  |  |  | 506.64 | NY Metro | 1773 | Program data |  | 1 | 4 | 506.64 | 494.1624 | contract price | 3.635 | 3.5455 | 0 | 494.1624 | 123.5406
1774 | ConEd | Program data | 2014 | 4 | 1774 |  | 4 | 506.64 |  |  |  | 506.64 | NY Metro | 1774 | Program data |  | 1 | 4 | 506.64 | 494.1624 | contract price | 3.635 | 3.5455 | 0 | 494.1624 | 123.5406
1775 | ConEd | Program data | 2014 | 4 | 1775 |  | 4 | 506.64 |  |  |  | 506.64 | NY Metro | 1775 | Program data |  | 1 | 4 | 506.64 | 494.1624 | contract price | 3.635 | 3.5455 | 0 | 494.1624 | 123.5406
1776 | ConEd | Program data | 2014 | 4 | 1776 |  | 4 | 506.64 |  |  |  | 506.64 | NY Metro | 1776 | Program data |  | 1 | 4 | 506.64 | 494.1624 | contract price | 3.635 | 3.5455 | 0 | 494.1624 | 123.5406
1777 | ConEd | Program data | 2014 | 4 | 1777 |  | 4 | 506.64 |  |  |  | 506.64 | NY Metro | 1777 | Program data |  | 1 | 4 | 506.64 | 494.1624 | contract price | 3.635 | 3.5455 | 0 | 494.1624 | 123.5406
1778 | ConEd | Program data | 2014 | 4 | 1778 |  | 4 | 642 |  |  |  | 642 | NY Metro | 1778 | Program data |  | 1 | 4 | 642 | 626.1887 | contract price | 3.635 | 3.5455 | 0 | 626.1887 | 156.5472
1779 | ConEd | Program data | 2014 | 4 | 1779 |  | 4 | 642 |  |  |  | 642 | NY Metro | 1779 | Program data |  | 1 | 4 | 642 | 626.1887 | contract price | 3.635 | 3.5455 | 0 | 626.1887 | 156.5472
1780 | ConEd | Program data | 2014 | 4 | 1780 |  | 4 | 642 |  |  |  | 642 | NY Metro | 1780 | Program data |  | 1 | 4 | 642 | 626.1887 | contract price | 3.635 | 3.5455 | 0 | 626.1887 | 156.5472
1781 | ConEd | Program data | 2014 | 4 | 1781 |  | 4 | 642 |  |  |  | 642 | NY Metro | 1781 | Program data |  | 1 | 4 | 642 | 626.1887 | contract price | 3.635 | 3.5455 | 0 | 626.1887 | 156.5472
1782 | ConEd | Program data | 2014 | 4 | 1782 |  | 4 | 642 |  |  |  | 642 | NY Metro | 1782 | Program data |  | 1 | 4 | 642 | 626.1887 | contract price | 3.635 | 3.5455 | 0 | 626.1887 | 156.5472
1783 | ConEd | Program data | 2014 | 4 | 1783 |  | 4 | 642 |  |  |  | 642 | NY Metro | 1783 | Program data |  | 1 | 4 | 642 | 626.1887 | contract price | 3.635 | 3.5455 | 0 | 626.1887 | 156.5472
1784 | ConEd | Program data | 2014 | 4 | 1784 |  | 4 | 642 |  |  |  | 642 | NY Metro | 1784 | Program data |  | 1 | 4 | 642 | 626.1887 | contract price | 3.635 | 3.5455 | 0 | 626.1887 | 156.5472
1785 | ConEd | Program data | 2014 | 4 | 1785 |  | 4 | 642 |  |  |  | 642 | NY Metro | 1785 | Program data |  | 1 | 4 | 642 | 626.1887 | contract price | 3.635 | 3.5455 | 0 | 626.1887 | 156.5472
1786 | ConEd | Program data | 2014 | 4 | 1786 |  | 4 | 642 |  |  |  | 642 | NY Metro | 1786 | Program data |  | 1 | 4 | 642 | 626.1887 | contract price | 3.635 | 3.5455 | 0 | 626.1887 | 156.5472
1787 | ConEd | Program data | 2014 | 4 | 1787 |  | 4 | 642 |  |  |  | 642 | NY Metro | 1787 | Program data |  | 1 | 4 | 642 | 626.1887 | contract price | 3.635 | 3.5455 | 0 | 626.1887 | 156.5472
1788 | ConEd | Program data | 2014 | 4 | 1788 |  | 4 | 642 |  |  |  | 642 | NY Metro | 1788 | Program data |  | 1 | 4 | 642 | 626.1887 | contract price | 3.635 | 3.5455 | 0 | 626.1887 | 156.5472
1789 | ConEd | Program data | 2014 | 4 | 1789 |  | 4 | 642 |  |  |  | 642 | NY Metro | 1789 | Program data |  | 1 | 4 | 642 | 626.1887 | contract price | 3.635 | 3.5455 | 0 | 626.1887 | 156.5472
1790 | ConEd | Program data | 2014 | 4 | 1790 |  | 4 | 642 |  |  |  | 642 | NY Metro | 1790 | Program data |  | 1 | 4 | 642 | 626.1887 | contract price | 3.635 | 3.5455 | 0 | 626.1887 | 156.5472
1791 | ConEd | Program data | 2014 | 4 | 1791 |  | 4 | 642 |  |  |  | 642 | NY Metro | 1791 | Program data |  | 1 | 4 | 642 | 626.1887 | contract price | 3.635 | 3.5455 | 0 | 626.1887 | 156.5472
1792 | ConEd | Program data | 2014 | 4 | 1792 |  | 4 | 642 |  |  |  | 642 | NY Metro | 1792 | Program data |  | 1 | 4 | 642 | 626.1887 | contract price | 3.635 | 3.5455 | 0 | 626.1887 | 156.5472
1793 | ConEd | Program data | 2014 | 4 | 1793 |  | 4 | 642 |  |  |  | 642 | NY Metro | 1793 | Program data |  | 1 | 4 | 642 | 626.1887 | contract price | 3.635 | 3.5455 | 0 | 626.1887 | 156.5472
1794 | ConEd | Program data | 2014 | 4 | 1794 |  | 4 | 642 |  |  |  | 642 | NY Metro | 1794 | Program data |  | 1 | 4 | 642 | 626.1887 | contract price | 3.635 | 3.5455 | 0 | 626.1887 | 156.5472
1795 | ConEd | Program data | 2014 | 4 | 1795 |  | 4 | 642 |  |  |  | 642 | NY Metro | 1795 | Program data |  | 1 | 4 | 642 | 626.1887 | contract price | 3.635 | 3.5455 | 0 | 626.1887 | 156.5472
1796 | ConEd | Program data | 2014 | 4 | 1796 |  | 4 | 642 |  |  |  | 642 | NY Metro | 1796 | Program data |  | 1 | 4 | 642 | 626.1887 | contract price | 3.635 | 3.5455 | 0 | 626.1887 | 156.5472
1797 | ConEd | Program data | 2014 | 4 | 1797 |  | 4 | 642 |  |  |  | 642 | NY Metro | 1797 | Program data |  | 1 | 4 | 642 | 626.1887 | contract price | 3.635 | 3.5455 | 0 | 626.1887 | 156.5472
1798 | ConEd | Program data | 2014 | 4 | 1798 |  | 4 | 642 |  |  |  | 642 | NY Metro | 1798 | Program data |  | 1 | 4 | 642 | 626.1887 | contract price | 3.635 | 3.5455 | 0 | 626.1887 | 156.5472
1799 | ConEd | Program data | 2014 | 4 | 1799 |  | 4 | 642 |  |  |  | 642 | NY Metro | 1799 | Program data |  | 1 | 4 | 642 | 626.1887 | contract price | 3.635 | 3.5455 | 0 | 626.1887 | 156.5472
1800 | ConEd | Program data | 2014 | 4 | 1800 |  | 4 | 642 |  |  |  | 642 | NY Metro | 1800 | Program data |  | 1 | 4 | 642 | 626.1887 | contract price | 3.635 | 3.5455 | 0 | 626.1887 | 156.5472
1801 | ConEd | Program data | 2014 | 4 | 1801 |  | 4 | 642 |  |  |  | 642 | NY Metro | 1801 | Program data |  | 1 | 4 | 642 | 626.1887 | contract price | 3.635 | 3.5455 | 0 | 626.1887 | 156.5472
1802 | ConEd | Program data | 2014 | 4 | 1802 |  | 4 | 642 |  |  |  | 642 | NY Metro | 1802 | Program data |  | 1 | 4 | 642 | 626.1887 | contract price | 3.635 | 3.5455 | 0 | 626.1887 | 156.5472
1803 | ConEd | Program data | 2014 | 4 | 1803 |  | 4 | 642 |  |  |  | 642 | NY Metro | 1803 | Program data |  | 1 | 4 | 642 | 626.1887 | contract price | 3.635 | 3.5455 | 0 | 626.1887 | 156.5472
1804 | ConEd | Program data | 2014 | 4 | 1804 |  | 4 | 642 |  |  |  | 642 | NY Metro | 1804 | Program data |  | 1 | 4 | 642 | 626.1887 | contract price | 3.635 | 3.5455 | 0 | 626.1887 | 156.5472
1805 | ConEd | Program data | 2014 | 4 | 1805 |  | 4 | 642 |  |  |  | 642 | NY Metro | 1805 | Program data |  | 1 | 4 | 642 | 626.1887 | contract price | 3.635 | 3.5455 | 0 | 626.1887 | 156.5472
1806 | ConEd | Program data | 2014 | 4 | 1806 |  | 4 | 642 |  |  |  | 642 | NY Metro | 1806 | Program data |  | 1 | 4 | 642 | 626.1887 | contract price | 3.635 | 3.5455 | 0 | 626.1887 | 156.5472
1807 | ConEd | Program data | 2014 | 4 | 1807 |  | 4 | 642 |  |  |  | 642 | NY Metro | 1807 | Program data |  | 1 | 4 | 642 | 626.1887 | contract price | 3.635 | 3.5455 | 0 | 626.1887 | 156.5472
1808 | ConEd | Program data | 2014 | 4 | 1808 |  | 4 | 642 |  |  |  | 642 | NY Metro | 1808 | Program data |  | 1 | 4 | 642 | 626.1887 | contract price | 3.635 | 3.5455 | 0 | 626.1887 | 156.5472
1809 | ConEd | Program data | 2014 | 4 | 1809 |  | 4 | 642 |  |  |  | 642 | NY Metro | 1809 | Program data |  | 1 | 4 | 642 | 626.1887 | contract price | 3.635 | 3.5455 | 0 | 626.1887 | 156.5472
1810 | ConEd | Program data | 2014 | 4 | 1810 |  | 4 | 642 |  |  |  | 642 | NY Metro | 1810 | Program data |  | 1 | 4 | 642 | 626.1887 | contract price | 3.635 | 3.5455 | 0 | 626.1887 | 156.5472
1811 | ConEd | Program data | 2014 | 4 | 1811 |  | 4 | 642 |  |  |  | 642 | NY Metro | 1811 | Program data |  | 1 | 4 | 642 | 626.1887 | contract price | 3.635 | 3.5455 | 0 | 626.1887 | 156.5472
1812 | ConEd | Program data | 2014 | 4 | 1812 |  | 4 | 642 |  |  |  | 642 | NY Metro | 1812 | Program data |  | 1 | 4 | 642 | 626.1887 | contract price | 3.635 | 3.5455 | 0 | 626.1887 | 156.5472
1813 | ConEd | Program data | 2014 | 4 | 1813 |  | 4 | 642 |  |  |  | 642 | NY Metro | 1813 | Program data |  | 1 | 4 | 642 | 626.1887 | contract price | 3.635 | 3.5455 | 0 | 626.1887 | 156.5472
Note on K36: Keith Levenson: RS Means estimate for C&I Electrician
Note on A42: Keith Levenson: ConEd data points (1822) consolidated into one with the same average install cost
Note on I42: Keith Levenson: ConEd data points (1822) consolidated into one with the same average install cost
Note on K42: Keith Levenson: RS Means estimate for C&I Electrician
Note on H49: Keith Levenson: according to invoice
Note on K53: Keith Levenson: subject to RS Means estimate for Refrigeration certified Electrician
Note on G57: Keith Levenson: cost lumped with other measures. Unable to disaggregate.
Note on G58: Keith Levenson: cost lumped with other measures. Unable to disaggregate.
Note on G59: Keith Levenson: cost lumped with other measures. Unable to disaggregate.
Note on G60: Keith Levenson: cost lumped with other measures. Unable to disaggregate.
Note on G61: Keith Levenson: cost lumped with other measures. Unable to disaggregate.
Note on I62: Keith Levenson: cost lumped with other measures. Unable to disaggregate.
Note on AA62: Keith Levenson: Apparently not Cool-Trol.
Note on L63: Keith Levenson: Itron estimates 7 hrs. total, so NCI assumes 4 hrs for the fan motor replacement and 3 for the EFC
Note on L64: Keith Levenson: Itron estimates 7 hrs. total, so NCI assumes 4 hrs for the fan motor replacement and 3 for the EFC
Note on L65: Keith Levenson: Itron estimates 7 hrs. total, so NCI assumes 3 hrs for the fan motor replacement and 4 for the EFC
Note on I68: Keith Levenson: Controller has much more capability than EFC, so divided cost in half.
Note on I69: Keith Levenson: two Frigitek controllers for 5 fans
Note on K76: Keith Levenson: subject to RS Means estimate for Refrigeration certified Electrician
Note on Z77: Keith Levenson: divided by 2 because the CoolTrol unit has much more capability than just EFC.
Note on Z78: Keith Levenson: divided by 2 because the CoolTrol unit has much more capability than just EFC.
Note on Z79: Keith Levenson: divided by 2 because the CoolTrol unit has much more capability than just EFC.
Note on A81: Keith Levenson: ConEd data points cut from 1822 to 29 with the same average install cost so as not to be overrepresented in the overall average
Note on I81: Keith Levenson: ConEd data points consolidated from1822 to one with the same average install cost

## CPUC Itron data
Evaporator Fan Controls
From Itron study:
Extracted data
[6 empty] | Fan Controller |  | cost | margin | price to customer
[6 empty] | Sierra Bus. Council |  | 317 | 0.34 | 424.78
[6 empty] | Frigitek |  | 335 | 0.34 | 448.9
[6 empty] | Supermarket Energy Technologies |  | 300 | 0.34 | 402
[7 empty] | Average | 317.3333 | 0.34 | 425.2267
[7 empty] | person hrs | rate | # fans | total labor cost
[6 empty] | Labor | 3 | 90 |  | 270
[6 empty] | Total cost |  |  |  | 695.2267
[6 empty] | Cost per fan |  |  | 4 | 173.8067
| • Small unit coolers <1 HP, duty cycle when compressors are off |  |  |  | 187.25
| Vendor Quote | Source | Price/Motor | Notes
| 1 | Supermarket Energy Technologies | 275 | Estimate includes $300 for a controller and $200 per motor, using the company’s proprietary “Fan Ally” controller. Costs are installed costs.
| 2 | Energy Wise America | 550 | Estimate $1,100 per 2-motor evaporator for a typical restaurant. Cost includes replacing motors with two-speed EC motors and installing controller. Cost could be more if coils are iced up or dirty, product needs to be moved, voltage is 460V or more. Price is based on 1/15 HP motors typical of walk-in evaporators.
| MCS Build-Up Cost |  | 620 | Could be as low as $370 if EC motors are already installed
| 3 | Energy Industries | 702 | This is from an actual quote from an 84-fan industrial warehouse job that included swapping out the motors. Project cost was $59,000. The contractor’s off-the-cuff estimate was $800-$1,000 per motor for this measure, so this actual quote is a good reflection of the economy of scale associated with this measure.
| 4 | KE2 Thermsolutions | 750 | Estimated installed price from a KE2 Thermsolutions sales engineer. His company’s controller duty-cycles the fan rather than dropping to low speed, so replacing motors with ECM is not necessary. This is a high-end controller that also controls the defrost cycle and the compressor with highly-developed proprietary algorithms; it doesn’t just duty-cycle the evaporator fans when the compressor is off. Requires installation of three additional temperature sensors per evaporator coil. Since the fans don’t have to be swapped out it is difficult to pin down a per-fan cost. One controller is required per system (for a walk-in application that usually means one evaporator coil but could be two or more). The per-motor price listed here is based on a restaurant application with two 2-fan evaporator coils on two separate systems. Per-motor cost could be lower or higher depending on the number of fans per coil. Industrial applications would be more depending on where the controller is mounted and how many wire/conduit runs are necessary.
| 5 | Energy Industries | 1000 | Quote from a 5-fan, 2-evaporator job using Frigitek controllers. Total project cost was $5,000. This quote is a good reflection of how hidden costs can affect price. Motor mounts were non-standard, coils were iced up at the start of the project, lots of product had to be moved to get to the coils.