## Information & Navigation Guide
NEEP & DNV GL
Last Updated 07-19-2016
Table of Contents
Purpose
The intent of this workbook is to act as a catalog of annual energy and peak demand savings data that can be used for impact evaluation and other research studies conducted by NEEP forum members
Tab Name | Notes
Information & Navigation Guide | Provide meta level information about the tabs contain the in NEEP Loadshape Catalog
Guide Use Example | This tab provides a practical example of how to use the Loadshape catalog in order to find the information provided.
Field Definitions | Index of the fields captured during the review process. Not every field will be available for each study. These are all under the "Parameters" column in the wide version of the catalog.
Data Sources Reviewed | This is the list of sources reviewed for inclusion in the catalog. (For the template version this only includes the studies included as examples)
Master Loadshape Catalog | Catalog is a wide dataset where each of the possible fields have a unique row. This option will result in many blank cells due to availability of each variable in the reviewed studies. The "Study ID" column can be used for linking study level information from the "Data Sources Reviewed" tab.
DRAFT

## Guide Use Example
Setup:
The following is a practical example of how to use this catalog and how to navigate between tabs. In this example, we will find the results in the catalog which came out of the NEEP VSD tool.
It should be noted that this is only one way to use the tool. The column for "Study ID" is the critical field which links the "Data Sources Reviewed" and the "Master Loadshape Catalog" tabs.
Step 1:
Go to the "Data Sources Reviewed" tab. This is where all the study and tool names are captured.
Step 2:
Use the filter for the "Report Name" column to search for the Forum tools.
This will allow us to find the necessary Study ID to look up the results in the "Master Loadshape Catalog" tab.
We can see here that the Study ID
for the VSD tool is 2-2013
Step 3:
Go to the actual catalog where the tools results are recorded.
Step 4:
Use the "Study ID" column to filter results to only Study ID 2-2013.
Once the catalog has been filtered to the correct Study ID it can be seen that there are 5 rows of data which contain results from the tool.
Using the "Specific Equipment" one can see that there are results for:
Supply Fans (SF)
Return Fans (RF)
Cooling Water Pumps (CWP)
Hot Water Pumps (HWP)
Water Source Heat Pump Circulation Pumps (WHP)

## Field Definitions
Tab | Field Name | Description
Data Sources Reviewed | Study ID | ID the corresponds with the information on the "Master Loadshape Catalog" tab. Allows the user to look up the catalog details for the study.
| Report Name | Name of the report. The name is a hyperlink to the online PDF version of the report.
| Location | CT, MA, RI, Etc.
| Report Date | Date when the report was published
| Year of Data Used | Year in which the data collection took place for the study. Generally this is when the onsites were completed.
| Used in Catalog | Yes or No
| Reason for Exclusion | Provides some details if a reviewed paper was not included in the catalog
| Applicable End Uses | Listing of end uses in study. Not all end uses listed are guarenteed to have data in the master catalog
| Sample Size | General sample size information for the study
| Key Information | Additional details which may be useful to the users of the catalog
| Load Shape Available | Indicated if Loadshape information is available for studies included in the catalog
| Notes | Any potential notes for the study
Tab | Field Name | Description
Master Loadshape Catalog | Measure Type | Motors, VFDs, Lighting, HVAC, etc.
| Specific Equipment | T8 lights, LED, Boiler, Etc.
| Sector | Small C&I, C&I, Residential
| Profile Type | This is an additional breakdown structure for the NEEP Refrigeration tool
| Segment | Various granular level breakdowns such as building type of size categories, dependant on what was done in each study. This field can take on many different values.
| Program | Energy Opportunities, Large C&I, Prescriptive, Etc.
| State | CT, MA, RI, Etc.
| Utility/ PA | Eversource - CT, National Grid - RI, Columbia Gas, Etc.
| Study ID | ID the corresponds with the information on the "Data Sources Reviewed" tab. Allows the user to look up meta information about the study.
| End Date of Data Collection | Year in which primary data was gathered was completed
| Sample Criteria | Information of the type of sample including selection method an the total number of accounts/sites/customers/etc. sampled
| Winter Peak Energy (%) | October - May, Monday through Friday 7 a.m. - 11 p.m.
| Winter Off-Peak Energy (%) | October - May, Weekends and Monday through Friday 11 p.m. to 6 a.m.
| Summer Peak Energy (%) | June – Sept. Monday through Friday 7 a.m. - 11 p.m.
| Summer Off-Peak Energy (%) | June – Sept., Weekends and Monday through Friday 11 p.m. to 6 a.m.
| Average Annual Hours | Average Annual Operating Hours
| Annual Hours Notes | Notes about how hours were generated, also can include sample size
| On Peak Summer Coincident (%) | Non-Holiday Weekdays, 1-5 p.m, June, July, and August
| On Peak Winter Coincident (%) | Non-Holiday Weekdays, 5-7 p.m, December and January
| On-Peak Coincident Factor Notes | Notes on coincidence factor, usually about ISO standards used
| Application of Peak Factor | Hot to apply factor if able to be determined from report
| Coincident Factor Numerator | Numerator of coincidence factor formula, if provided in report
| Coincident Factor Denominator | Denominator of coincidence factor formula, if provided in report
| Other Peak Summer Coincident Factor (%) | Other summer coincidence factors, generally ISO-NE Seasonal factors. The notes column will proivde additional details.
| Other Peak Winter Coincident Factor (%) | Other winter coincidence factors, generally ISO-NE Seasonal factors.The notes column will proivde additional details.
| Other Coincident Factor Notes | Notes on the determining factors and definations for the coincidence factors provided in the report
| Application of Other Peak Factor | How to apply factor if outside normal expectations
| Other Coincident Factor Numerator | Numerator of coincidence factor formula, if provided in report
| Other Coincident Factor Denominator | Denominator of coincidence factor formula, if provided in report
| Normalized Annual kWh Savings | When there is a unit available to provide normalized energy savings, we will provide this value (e.g. kWh/HP)
| Normalized Summer Peak Savings | When there is a unit available to provide normalized Summer Peak savings, we will provide this value (e.g. kW/HP)
| Normalized Winter Peak Savings (e.g. kW/HP) | When there is a unit available to provide normalized Winter Peak savings, we will provide this value (e.g. kW/HP)
| Notes | Additional Notes that may be useful given the information provided in the study.

## Data Sources Reviewed
Study ID | Report Name | Location | Report Date | Year of Data Used | Study Author | Used in Catalog | Reason for Exclusion | Applicable End Uses | Sample Size | Key Information | Load Shape Available | Notes
1-2014 | NEEP Ductless Heat Pump Meta-Study | Northeast, Mid-Atlantic, and Northwest Regions | 2014-11-13 | 2014 | EFG, ERS | No | Meta-Study, no original data collection. Does not contain catalog variables. | Single-head cold climate, and conventional ductless heat pumps. | Multiple metering studies included. NEEP primary research includes 9 DHPs. | Energy usage in heating climate (pg. 10), coefficient of performance at various temperatures (pg. 8), Demand and load shape (pg. 12) | N/A | N/A
2-2013 | Forum NEEP Variable Speed Drive Loadshape Study | Northeast, Mid-Atlantic Regions |  | 2013 | Cadmus | Yes |  | Supply Fans, Return Fans, Cooling Water Pumps, Hot Water Pumps, Hot Water Pumps, Water Source Heat Pump Circulation Pumps. | 420 metered VSDs. | Results are from using the online available tool developed by NEEP | Yes | Available in load shape tool
3-2013 | Northeast Residential Hours of Use Study | CT, MA, RI, NY | 2014-05-05 | 2013 | NMR Group, DNV GL | Yes |  | Halogen, Incandescent, CFLs, LEDs, and Fluorescent lights. | 4,462 metered lights. | Household HOU by area, room type, house type, bulb type, and income level (pg. 34), summer and winter load shapes by area (pg. 62), coincidence factors by season and bulb type (pg. 66) | Yes | Summer and winter weekday load shapes are available for the eight area models CT, MA, RI, Upstate NY, Overall, Manhattan, Downstate NY, NYSERDA.
4-2010 | Forum C&I Unitary HVAC Load Shape Project | New England and Mid-Atlantic regions, New York. |  | 2010 | KEMA | Yes |  | Unitary C&I HVAC from 1 to 100 ton. | 45 small units and 30 large units for each of 6 weather regions for a total sample size of 450 units. | Results are from using the online available tool developed by NEEP | Yes | Available in load shape tool
5-2007 | Forum NEEP C&I Lighting Load Shape Project | Northeast, Mid-Atlantic Regions |  | 2007 | KEMA | Yes |  | C&I lighting, taken from other metering studies in the region | 775 projects, 3780 loggers | Results are from using the online available tool developed by NEEP | Yes | Available in load shape tool
6-2013 | Central Air Conditioning Impact and Process Evaluation | CT | 2014-10-08 | 2013 | NMR Group, DNV GL | Yes |  | Central Air Conditioners | 92 metered central AC systems. | Average daily load profiles for on-peak days and seasonal peak days (pg. 26), Annual energy savings and summer peak demand savings (pg. 22) | Yes | Summer average daily profile available for the ISO NE defined seaonal and on-peak period.
7-2012 | Connecticut Ground Source Heat Pump Impact Evaluation and Market Assessment | CT | 2014-06-03 | 2012 | NMR Group, DNV GL | Yes |  | Residential ground source heat pumps. | 40 metered GSHPs. | For existing and new homes: Gross annual energy savings, seasonal demand coincidence factors (pg. 35), Seasonal and annual electric savings realization rates (pg. 36), | No
8-2013 | Impact Evaluation of the Connecticut Small Business Energy Advantage (SBEA) Program | CT | 2014-04-01 | 2013 | KEMA | Yes |  | Commercial lighting, compressed air systems, novelty timers, VSDs, motors, anti-condensate heater controls, electrically commutated fan motors and fan motor controls, refrigeration night curtains. | 60 customer sites. | Lighting and non-lighting electricity savings and seasonal demand savings with interactive effects KW (pg. 25), realization rates (pg. 2) | No
9-2010 | Impact Evaluation of the Retro-Commissioning, Operation & Maintenance, and Business Sustainability Challenge Programs | CT |  | 2010 | Michaels Energy, Evergreen Economics | No | No load shape catalog variables present in study | Air compressors, Lighting, Other miscellaneous. | 17 sites. | Energy savings, demand savings, and realization rates by project for the retrocommissioning program (pg. 10), O&M program (pg. 26), | N/A | N/A
10-2013 | Evaluation of the Energy Opportunities Program: Program Year 2010 | CT | 2014-04-01 | 2013 | Energy Market Innovations | No | No load shape catalog variables present in study | Air compressors, Lighting, VFDs, Controls. | 66 lighting and 45 non-lighting electric. | Program, lighting only, and non-lighting energy and demand savings (pg. 26), | N/A | N/A
11-2013 | Efficiency Maine Appliance Rebate Program Evaluation Overall Report | ME | 2014-07-18 | 2013 | NMR Group, Nexant | Yes |  | Clothes Washers, Dehumidifiers, Heat Pump Water Heaters, and Refrigerators | 79 sites. | Peak demand, annual energy savings, realization rate broken down by measure (pg. II) Hourly loadshape for Refrigerators (pg. 30), and Clothes washers / dryers (pg. 45). Yearly load shape for dehumidifiers (pg. 55). Weekly load shape for HPWH (pg. 62) | Yes | Weekly load profiles are provided for some appliances, however they do not provide suffucient information to glean coincident factors for periods beyond those analyzed in the study itself.
12-2012 | Efficiency Maine Trust Residential Lighting Report | ME | 2012-11-01 | 2012 | Cadmus | Yes |  | Lighting | 324 loggers in 41 households. | Hours of use (pg. 19). Daily winter and summer loadshapes (pg. 22). Coincidence factor (pg. 22). Gross and net energy savings (pg. 30), Gross and net summer and winter peak demand savings (pg. 30), realization rate (pg. 31) | Yes | This report provides an estimated summer daily load shapes from June and July and winter load shape from December and January.
13-2012 | Impact Evaluation of 2011-2012 Prescriptive VSDs | MA | 2013-05-09 | 2012 | KEMA, DMI | No | No aggregrate results provided for data catalog variables. Site level details are included in report appendix. | Building Exhaust Fans, Cooling Tower Fans, Chilled Water Pumps, Boiler Feed Water pumps, Hot Water Circulating Pumps, Make-up Air Fans, Return Fans, Supply Fans, WS Heat Pump Circulating Loops. | 26 sites. | By Site: total energy savings, summer & winter demand savings, 8-month load shape (pgs. A-21 – End) | N/A | N/A
14- | Residential Lighting Controls Initiative Evaluation Final Report | MA |  |  | Cadmus, Navigant, ODC, Itron, ERS | No | No load shape catalog variables present in study | LED bulbs paired with dimmable controls. | 16 sites. 52 bulbs on 21 dimmer controls. | Annual operating hours, annual energy usage (pg. 12), Demand and energy savings (pg. 11) | N/A | N/A
15-2012 | Massachusetts Combined Heat and Power Program Impact Evaluation 2011-2012 | MA | 2013-11-01 | 2012 | KEMA | No | No load shape catalog variables present in study | Combined Heat and Power Systems | 25 sites. | Peak demand capacity factors by project (pg. 5-11), Annual electricity savings and realization rates by PA (pg. 5-14), Electric peak demand impacts and realization rates (pg. 5-17), | N/A | N/A
16-2012 | Impact Evaluation of 2011 Custom Refrigeration, Motor, and Other Installations | MA | 2013-06-18 | 2012 | KEMA, DMI, SBW | No | Custom CFs only, should not be applied to different studies | Motors, HVAC system drives, Chillers, Ultrasonic humidifiers. | 48 sites. | Custom refrigeration, motor, and other annual energy savings, peak demand savings, and realization rates by PA (pg. 1-9), By site (pg. 5-31) | N/A | N/A
17-2012 | Impact Evaluation of the Massachusetts Upstream Lighting Program | MA | 2014-02-19 | 2012 | KEMA | Yes |  | Lighting | 81 sites, including 66 LED and 15 Fluorescent. | LED, fluorescent, and combined energy savings realization rate, demand realization rate, coincidence factors, and interactive effects (pg. 4-26) | No
18-2012 | Impact Evaluation of 2010 Prescriptive Lighting Installations | MA | 2013-06-21 | 2012 | KEMA | Yes |  | Lighting Systems, Lighting Controls, Advanced Lighting Design, Performance Lighting, Refrigerated Case Lighting (LED) | 56 sites. | Coincidence factors and realization rates for lighting systems, lighting controls, Refrigerated LED case lighting, and advanced lighting design (4-27) | Yes | Profiles are provided by day of the week for fixtures without occupancy sensors.
19-2012 | Small Business Direct Install 2010-2012 Impact Evaluations: Non-Controls Lighting | MA | 2013-01-29 | 2012 | Cadmus, Navigant | Yes |  | Lighting (Fixture retrofits), | 126 sites. | Realization rates by measure, by customer type, by customer size, statewide (pg. 34), annual energy savings realization rates, peak period coincidence factors, and HVAC interaction factors | Yes | Average weekday profile is provided with summer peak and winter peak highlighted.
20-2012 | Small Business Direct Install 2010-2012: Pre- and Post-Installation Lighting Occupancy Sensor Study | MA | 2012-10-23 | 2012 | Cadmus, Navigant | Yes |  | Lighting (Occupancy Sensors) | 203 lighting control measures installed at 69 sites | Interaction factor, realization rate, coincidence factor (pg. B-10), energy savings (pg. B-37), demand savings (pg. B-38), annual operating hours (pg. B-50) | Yes | Selected site pre-controls and post controls profiles.
21-2011 | Brushless Fan Motors Impact Evaluation | MA, RI | 2010-06-01 | 2011 | Cadmus, Navigant, ODC, Itron, ERS | Yes |  | Brushless Fan Motors | 26 sites. | Savings by site: heating and cooling savings, total savings, heating and cooling hours, annual savings by site (pg. 25) Savings by state (pg. 28), Summer and Winter Demand Savings (pg. 1), | No
22-2012 | Heat Pump Water Heaters Evaluation of Field Installed Performance | MA | 2012-06-26 | 2012 | Steven Winter Associates | Yes |  | Heat Pump Water Heaters | 14 sites. | Energy usage (pg. 22), Peak demand reduction (pg. 30), Hourly load shapes of each site (pg. 32), Seasonal load profile (pg. 33), | Yes | Average seasonal load profiles for HPWHs and electric resisitance water heaters.
23-2012 | Non-Controls Lighting Evaluation for the Massachusetts Small Business Direct Install Program: Multi-Season Study | MA | 2012-06-14 | 2012 | Cadmus, ERS | Yes |  | Commercial Lighting | 126 sites. | Winter and multi-season demand savings with interactive adjustments by program administrator, statewide, and facility demand tiers (pg. 30). Annual operating hours (pg. 43), Summer & winter coincidence factors (pg. 44 & 45), Hourly lighting coincidence factors (pg. 51) | Yes | Average weekday profile is provided with summer peak and winter peak highlighted.
24-2010 | Impact Evaluation of 2010 Custom Lighting Installations | MA | 2012-05-29 | 2010 | KEMA, ERS | No | Custom CFs only, should not be applied to different studies | Commercial Lighting | 45 sites. | Site-specific annual energy savings, seasonal demand savings (pg. 28), program-wide annual energy and seasonal demand savings (pg. 32) | N/A | N/A
25-2012 | Resource EmPOWER Maryland Residential HVAC Program Evaluation | MD | 2014-06-23 | 2012 | Cadmus, Navigant | No | No load shape catalog variables present in study | Residential HVAC (ASHP, Central AC) | 6/1/2012-5/31/2013 | Realization rate, Ex-ante, ex-post energy and demand savings broken down by utility (pg. 9), Coincident Peak Demand Savings (pg. 5), Energy Savings (pg. 6), | N/A | N/A
26-2012 | ConEd Impact Evaluation of Residential Electric HVAC Program | NY | 2014-08-05 | 2012 | ERS, KEMA, ODC, Apprise, Navigant | Yes | Net-to-Gross analysis, does not contain load factor information | Ductless Heat Pumps, Air Conditioners | 25 DHP sites, and 30 AC. | Gross and net energy and demand savings, realization rates (pg. 2 & 36). Coincidence factors (pg. 8) | Yes | CAC run-time and temperature profile over two hottest days of summer 2012.
27- | Con Edison Small Business Direct Install (SBDI) Final Impact Evaluation Report | NY | 2014-07-07 |  | ERS, KEMA, ODC, Apprise, Navigant | No | No aggregrate results provided for data catalog variables. Site level details are included in report appendix. | CFLs, Tube Lighting, Motors, High Pressure Rinse Valves. | 133 sites. | Realization rate (pg. 33), Hours of Use (HOU), (pg. 49), Annual energy savings, summer peak demand savings, interactive factors by site (pg. 1-k1) | N/A | N/A
28-2012 | ConEd Impact Evaluation of Large Commercial and Industrial Program Group | NY | 2014-12-11 | 2012 | ERS, KEMA, ODC, Apprise, Navigant | Yes |  | Custom projects, lighting, HVAC, compressed air, heat recovery systems. | 99 sites. | Measure level realization rates (pg. 45), Coincidence Factors (pg. 52), | No
29-2012 | ConEd Impact Evaluation of Residential Room Air Conditioner Program | NY | 2013-10-10 | 2012 | ERS, KEMA, ODC, Apprise, Navigant | Yes |  | Window and through-the-wall AC units. | 55 sites. | Coincidence factor (pg. 24), Run time (pg. 23), Program energy and demand impacts (pg. 22), | Yes | RAC run-time and temperature profile over two hottest days of summer 2012.
30-2014 | Statewide Commercial and Residential Light Metering Study | PA | 2014-12-22 | 2014 | GDS Associates. Nexant, Research Into Action, Apex Analytics | Yes |  | Residential and Commercial Lighting | 200 Residential, 495 Commercial lights metered. | Residential hours of use (HOU), interior vs. exterior lights (pg. 27), coincidence factor (pg. 29), Seasonal load shapes (pg. 30), Commercial HOU and coincidence factors by building type (pg. 55), Interactive factors by building type (pg. 56), weekly load shapes by building type (pg. 59), | Yes | Selected logger and building type annual profiles and typcial weekly load shapes by season.
31-2011 | Impact Evaluation of 2011 Rhode Island Prescriptive Retrofit Lighting Installations | RI | 2013-10-01 | 2011 | KEMA | Yes |  | Lighting Systems, Lighting Controls | 18 sites. | Lighting systems: Annual energy savings (pg. 4-18), realization rates, summer/winter coincidence factors, summer/winter interactive effects (pg. 4-19) | Yes | Profiles are provided by day of the week for fixtures without occupancy sensors.
32-2014 | Emera Maine Heat Pump Pilot Program | ME | 2014-11-17 | 2014 | EMI | Yes |  | Ductless heat pumps. | 64 households. | Peak winter & summer demand impacts (pg 17), Energy use impacts (pg 12). | Yes | Main Power and HP 15-month profiles and heating season and non-heating season applaince use profiles for weekends and weekdays.
33-2012 | Impact Evaluation of National Grid Rhode Island Commercial and Industrial Upstream Lighting Program | RI | 2014-08-15 | 2012 | DNV GL | Yes |  | CFLs, LEDs. | 54 sites. | Annual energy savings by bulb category (pg. 23 & 26), Realization rate (pg. 24 & 27), summer and winter coincidence factors, summer and winter interactive effects (pg. 25 & 28), hours of use (pg. 32) | No
34-2011 | Dehumidifier Metering Study | MA, NY, MD, VA | 2012-05-09 | 2011 | Cadmus | Yes |  | Residential Dehumidifiers | 21 Dehumidifiers | Average hours of use, active power, standby power, annual energy use (pg. 11) | Yes | Selected unit Energy Factor and relative humidity profile for four days and selected unit power and relative humidity profile for 11 days.
35-2012 | Impact and Process Evaluation of Efficiency Maine Trust’s Retro-Commissioning Pilot Program | ME | 2012-12-28 | 2012 | Cadmus | No | No load shape catalog variables present in study | Fan and pump motor operations, Lighting areas (simple loggers or power panel metering), HVAC package and central plant equipment, Refrigeration systems. | 23 sites. | Realization rates (pg. 41), Gross and net energy savings (pg. 41), | N/A | N/A
36-2010 | Impact Evaluation of 2010 Rhode Island Custom Process and Compressed Air Installations | RI | 2012-08-01 | 2010 | KEMA | No | No load shape catalog variables present in study. Also only custom projects | Air cooled process chillers, Aerator blowers. | 2 sites. | Program-wide annual energy savings (pg. 8), Energy and demand savings, broken down by custom process, compressed air, and custom process and compressed air. (pg. 10) | N/A | N/A
37-2013 | Evaluation of the Energy Opportunities Program: Program Year 2011 | CT | 2014-04-01 | 2013 | EMI | No | No load shape catalog variables present in study | Commercial lighting and HVAC systems to determine interactive effects. | 111 electric projects and 33 gas. | Program, lighting only, and non-lighting energy and demand savings (pg. 23), | N/A | N/A
38-2013 | Impact Evaluation of Ngrid’s Custom Refrigeration, Motor, and Other Installations | RI | 2015-08-15 | 2013 | DNV GL | No | No load shape catalog variables present in study. Also only custom projects | Commercial exhaust fans, recirculation fans, electronic control modules, motors. | 6 sites. | Site reports including: Annual energy savings, summer and winter on peak demand, operating hours (pg. 11-75) | N/A | N/A
39-2013 | Impact Evaluation of Prescriptive Chiller and Compressed Air Installations | MA | 2015-10-26 | 2013 | KEMA | Yes |  | C&I Prescriptive Chillers, Compressed Air | 28 chiller sites, 48 compressed air sites | Prescriptive measures only, estimates created for consideration of new values for the existing TRM standard savings values | No
40-2014 | Forum Commercial Refrigeration Loadshape Project | Connecticut, Delaware, Maine, Maryland, Massachusetts, New Hampshire, New Jersey, New York, Pennsylvania, Rhode Island, and Vermont—and Washington, D.C. |  | 2014 | Cadmus | Yes |  | C&I Refrigeration | 40 unique sites in Maryland, Massachusetts, New York, and Rhode Island and secondary data from an additional 19 unique sites in Massachusetts and Connecticut. | Results are from using the online available tool developed by NEEP | Yes | Site-level average power load shapes. Average motor and ASDH profiles by weekday, Saturday, and Sunday.
41-2015 | New Hampshire Utilities Large Commercial & Industrial Retrofir and New Equipment & Cuonstruction Program Impact Evaluation | NH | 2015-09-25 | 2015 | DNV GL | Yes |  | Lighting, HVAC, Motors, Non-Lighting Controls, Air Compressors, Lighting Controls | 68 on-sites | Study also includes survey results for additional programatic results and evaluation | No
42-2011 | New Hampshire Small Business Energy Soluations Program Impact and Process | NH | 2012-06-27 | 2011 | KEMA | Yes |  | Compressed Air, HVAC. Lighting, Refrigeration, Motors | 42 on-sites | Study also includes survey results for additional programatic results and evaluation | Yes | Summer lighting profile.
43-2012 | Impact Evaluation of New York Small Business Services Energy Efficiency Program, 2010 and 2011 Program Years | NY | 2014-09-01 | 2012 | KEMA | Yes |  | Lighting, HVAC, Motors, Refrigeration | 70 on-sites | Net to Gross Analysis | Yes | Average annual and summer lighting profiles.

## Master Loadshape Catalog
Measure Type | Specific Equipment | Sector | Profile Type | Segment | Program | State | Utility/ PA | Study ID | End Date of Data Collection | Sample Criteria | Winter Peak Energy (%) | Winter Off-Peak Energy (%) | Summer Peak Energy (%) | Summer Off-Peak Energy (%) | Average Annual Hours | Annual Hours Notes | On Peak Summer Coincident (%) | On Peak Winter Coincident (%) | On-Peak Coincident Factor Notes | Application of Peak Factor | Coincident Factor Numerator | Coincident Factor Denominator | Other Peak Summer Coincident Factor (%) | Other Peak Winter Coincident Factor (%) | Other Coincident Factor Notes | Application of Other Peak Factor | Other Coincident Factor Numerator | Other Coincident Factor Denominator | Normalized Annual kWh Savings | Normalized Summer Peak Savings | Normalized Winter Peak Savings (e.g. kW/HP) | Notes / Links
Other | Dehumidifiers | Residential |  |  |  | MA, NY, MD, VA |  | 34-2011 | 2011 |  | Not Available | Not Available | Not Available | Not Available | 2160 | On-site loggers (12 weeks) and self-reported | Not Available | Not Available | Not Available | Not Available | Not Available | Not Available | Not Available | Not Available | Not Available | Not Available | Not Available | Not Available | Not Available | Not Available | Not Available | Conservative estimates due to off season study
Lighting | Linear Fluorescent | Commercial & Industrial |  |  | Upstream Lighting | RI | National Grid | 33-2012 | 2012 | Stratified sample based on product participants | Not Available | Not Available | Not Available | Not Available | 3684 | On-Site Logger Results (6 weeks) | 57.8% | 55.9% | Average over site-specific calculations | Connected kW savings x CF x HVAC Interactive Factor | Average Peak Period Savings | Maximum kW Savings | Not Available | Not Available | Not Available | Not Available | Not Available | Not Available | Not Available | Not Available | Not Available | Includes realization rates and HVAC interactive effects on and off peak percentages were site specific and are in report
Lighting | LED | Commercial & Industrial |  |  | Upstream Lighting | RI | National Grid | 33-2012 | 2012 | Stratified sample based on product participants | Not Available | Not Available | Not Available | Not Available | 3870 | On-Site Logger Results (6 weeks) | 60.6% | 58.1% | Average over site-specific calculations | Connected kW savings x CF x HVAC Interactive Factor | Average Peak Period Savings | Maximum kW Savings | Not Available | Not Available | Not Available | Not Available | Not Available | Not Available | Not Available | Not Available | Not Available | Includes realization rates and HVAC interactive effects on and off peak percentages were site specific and are in report
Lighting | Linear Fluorescent | Commercial & Industrial |  |  | Upstream Lighting | MA | All Electric PAs | 17-2012 | 2012 | Model based statistical sampling stratified by size. Larger sites have a higher probability of being selected | Not Available | Not Available | Not Available | Not Available | 3559 | On-Site Logger Results (3 months) | 66.2% | 54.1% | Average over site-specific calculations | Not Specified | Not Specified | Not Specified | 59.3% | 45.9% | Seasonal Coincident Factors, Non-holiday week days when the Real-Time System Hourly Load is equal to or greater than 90% of the most recent “50/50” System Peak Load Forecast for the summer and winter seasons. | Not Specified | Not Specified | Not Specified | Not Available | Not Available | Not Available | Includes realization rates and HVAC interactive effects on and off peak percentages were site specific and are in report
Lighting | LED | Commercial & Industrial |  |  | Upstream Lighting | MA | All Electric PAs | 17-2012 | 2012 | Model based statistical sampling stratified by size. Larger sites have a higher probability of being selected | Not Available | Not Available | Not Available | Not Available | 3979 | On-Site Logger Results (3 months) | 60.9% | 54.7% | Average over site-specific calculations | Not Specified | Not Specified | Not Specified | 56.6% | 51.5% | Seasonal Coincident Factors, Non-holiday week days when the Real-Time System Hourly Load is equal to or greater than 90% of the most recent “50/50” System Peak Load Forecast for the summer and winter seasons. | Not Specified | Not Specified | Not Specified | Not Available | Not Available | Not Available | Includes realization rates and HVAC interactive effects on and off peak percentages were site specific and are in report
HVAC | Brushless Fan Motor | Residential |  |  | Cool SMART | MA, RI |  | 21-2011 | 2011 | In stream non-random sample 30 sites from MA, 10 sites from RI | Not Available | Not Available | Not Available | Not Available | 1493 | On-Site Logger Results (3 months, June - August) | 26% | 25% | On-Peak ISO NE based calculations | Maximum kW savings x CF | Summer or Winter peak demand savings (kW) | Max kW reduction | Not Available | Not Available | Not Available | Not Available | Not Available | Not Available | Not Available | Not Available | Not Available | Contains interactive effects
Lighting | All Bulbs | Residential |  |  |  | CT |  | 3-2013 | 2013 | random digit dial (RDD) telephone surveys, customer lists, and an address lookup | Not Available | Not Available | Not Available | Not Available | 1022 | 549 loggers between Nov 2012 and Mar 2013 | 16% | 17% | On-Peak ISO NE based calculations | Connected kW savings x CF x HVAC Interactive Factor | Gross kW Savings During the Peak Period (Excluding HVAC Interactive Factor) | Maximum kW Savings | 16% | 22% | Based on ISO NE seasonal peak data summary. Summer Peak was July 19, 2013 at 17:00. Winter Peak was January 24, 2013 at 19:00. | Not Specified | Not Specified | Not Specified | Not Available | Not Available | Not Available
Lighting | All Bulbs | Residential |  |  |  | MA |  | 3-2013 | 2013 | random digit dial (RDD) telephone surveys, customer lists, and an address lookup | Not Available | Not Available | Not Available | Not Available | 985.5 | 0042 loggers between Nov 2012 and Mar 2013 | 12% | 16% | On-Peak ISO NE based calculations | Connected kW savings x CF x HVAC Interactive Factor | Gross kW Savings During the Peak Period (Excluding HVAC Interactive Factor) | Maximum kW Savings | 15% | 19% | Based on ISO NE seasonal peak data summary. Summer Peak was July 19, 2013 at 17:00. Winter Peak was January 24, 2013 at 19:00. | Not Specified | Not Specified | Not Specified | Not Available | Not Available | Not Available
Lighting | All Bulbs | Residential |  |  |  | RI |  | 3-2013 | 2013 | random digit dial (RDD) telephone surveys, customer lists, and an address lookup | Not Available | Not Available | Not Available | Not Available | 949 | 232 loggers between Nov 2012 and Mar 2013 | 19% | 16% | On-Peak ISO NE based calculations | Connected kW savings x CF x HVAC Interactive Factor | Gross kW Savings During the Peak Period (Excluding HVAC Interactive Factor) | Maximum kW Savings | 17% | 19% | Based on ISO NE seasonal peak data summary. Summer Peak was July 19, 2013 at 17:00. Winter Peak was January 24, 2013 at 19:00. | Not Specified | Not Specified | Not Specified | Not Available | Not Available | Not Available
Lighting | All Bulbs | Residential |  |  |  | UNY |  | 3-2013 | 2013 | random digit dial (RDD) telephone surveys, customer lists, and an address lookup | Not Available | Not Available | Not Available | Not Available | 949 | 721 loggers between Nov 2012 and Mar 2013 | 11% | 14% | On-Peak ISO NE based calculations | Connected kW savings x CF x HVAC Interactive Factor | Gross kW Savings During the Peak Period (Excluding HVAC Interactive Factor) | Maximum kW Savings | 9% | Not Available | Based on NYISO seasonal peak data summary. Summer Peak was July 7, 2013 at 19:00. | Not Specified | Not Specified | Not Specified | Not Available | Not Available | Not Available
Lighting | All Bulbs | Residential |  |  |  | Overall |  | 3-2013 | 2013 | random digit dial (RDD) telephone surveys, customer lists, and an address lookup | Not Available | Not Available | Not Available | Not Available | 985.5 | 3677 loggers between Nov 2012 and Mar 2013 | 13% | 16% | On-Peak ISO NE based calculations | Connected kW savings x CF x HVAC Interactive Factor | Gross kW Savings During the Peak Period (Excluding HVAC Interactive Factor) | Maximum kW Savings | Not Available | Not Available | Not Available | Not Available | Not Available | Not Available | Not Available | Not Available | Not Available | Overall category is CT, MA, RI, UNY
Lighting | All Bulbs | Residential |  |  |  | Manhattan |  | 3-2013 | 2013 | random digit dial (RDD) telephone surveys, customer lists, and an address lookup | Not Available | Not Available | Not Available | Not Available | 1423.5 | 544 loggers between Nov 2012 and Mar 2013 | 17% | 27% | On-Peak ISO NE based calculations via NY DPs | Connected kW savings x CF x HVAC Interactive Factor | Gross kW Savings During the Peak Period (Excluding HVAC Interactive Factor) | Maximum kW Savings | 19% | Not Available | Based on NYISO seasonal peak data summary. Summer Peak was July 7, 2013 at 19:00. | Not Specified | Not Specified | Not Specified | Not Available | Not Available | Not Available
Lighting | All Bulbs | Residential |  |  |  | Downstate |  | 3-2013 | 2013 | random digit dial (RDD) telephone surveys, customer lists, and an address lookup | Not Available | Not Available | Not Available | Not Available | 1496.5 | 965 loggers between Nov 2012 and Mar 2013 | 17% | 28% | On-Peak ISO NE based calculations via NY DPs | Connected kW savings x CF x HVAC Interactive Factor | Gross kW Savings During the Peak Period (Excluding HVAC Interactive Factor) | Maximum kW Savings | 19% | Not Available | Based on NYISO seasonal peak data summary. Summer Peak was July 7, 2013 at 19:00. | Not Specified | Not Specified | Not Specified | Not Available | Not Available | Not Available
Lighting | All Bulbs | Residential |  |  |  | NYSERDA |  | 3-2013 | 2013 | random digit dial (RDD) telephone surveys, customer lists, and an address lookup | Not Available | Not Available | Not Available | Not Available | 1204.5 | 1686 loggers between Nov 2012 and Mar 2013 | 14% | 22% | On-Peak ISO NE based calculations via NY DPs | Connected kW savings x CF x HVAC Interactive Factor | Gross kW Savings During the Peak Period (Excluding HVAC Interactive Factor) | Maximum kW Savings | 15% | Not Available | Based on NYISO seasonal peak data summary. Summer Peak was July 7, 2013 at 19:00. | Not Specified | Not Specified | Not Specified | Not Available | Not Available | Not Available
Lighting | Efficient Bulbs | Residential |  |  |  | CT |  | 3-2013 | 2013 | random digit dial (RDD) telephone surveys, customer lists, and an address lookup | Not Available | Not Available | Not Available | Not Available | 1131.5 | 312 loggers between Nov 2012 and Mar 2013 | 18% | 19% | On-Peak ISO NE based calculations | Connected kW savings x CF x HVAC Interactive Factor | Gross kW Savings During the Peak Period (Excluding HVAC Interactive Factor) | Maximum kW Savings | Not Available | Not Available | Not Available | Not Available | Not Available | Not Available | Not Available | Not Available | Not Available
Lighting | Efficient Bulbs | Residential |  |  |  | MA |  | 3-2013 | 2013 | random digit dial (RDD) telephone surveys, customer lists, and an address lookup | Not Available | Not Available | Not Available | Not Available | 1095 | 1108 loggers between Nov 2012 and Mar 2013 | 14% | 17% | On-Peak ISO NE based calculations | Connected kW savings x CF x HVAC Interactive Factor | Gross kW Savings During the Peak Period (Excluding HVAC Interactive Factor) | Maximum kW Savings | Not Available | Not Available | Not Available | Not Available | Not Available | Not Available | Not Available | Not Available | Not Available
Lighting | Efficient Bulbs | Residential |  |  |  | RI |  | 3-2013 | 2013 | random digit dial (RDD) telephone surveys, customer lists, and an address lookup | Not Available | Not Available | Not Available | Not Available | 1095 | 127 loggers between Nov 2012 and Mar 2013 | 18% | 18% | On-Peak ISO NE based calculations | Connected kW savings x CF x HVAC Interactive Factor | Gross kW Savings During the Peak Period (Excluding HVAC Interactive Factor) | Maximum kW Savings | Not Available | Not Available | Not Available | Not Available | Not Available | Not Available | Not Available | Not Available | Not Available
Lighting | Efficient Bulbs | Residential |  |  |  | UNY |  | 3-2013 | 2013 | random digit dial (RDD) telephone surveys, customer lists, and an address lookup | Not Available | Not Available | Not Available | Not Available | 1095 | 369 loggers between Nov 2012 and Mar 2013 | 11% | 19% | On-Peak ISO NE based calculations | Connected kW savings x CF x HVAC Interactive Factor | Gross kW Savings During the Peak Period (Excluding HVAC Interactive Factor) | Maximum kW Savings | Not Available | Not Available | Not Available | Not Available | Not Available | Not Available | Not Available | Not Available | Not Available
Lighting | Efficient Bulbs | Residential |  |  |  | Overall |  | 3-2013 | 2013 | random digit dial (RDD) telephone surveys, customer lists, and an address lookup | Not Available | Not Available | Not Available | Not Available | 1095 | 1943 loggers between Nov 2012 and Mar 2013 | 14% | 18% | On-Peak ISO NE based calculations | Connected kW savings x CF x HVAC Interactive Factor | Gross kW Savings During the Peak Period (Excluding HVAC Interactive Factor) | Maximum kW Savings | Not Available | Not Available | Not Available | Not Available | Not Available | Not Available | Not Available | Not Available | Not Available | Overall category is CT, MA, RI, UNY
Lighting | Efficient Bulbs | Residential |  |  |  | Manhattan |  | 3-2013 | 2013 | random digit dial (RDD) telephone surveys, customer lists, and an address lookup | Not Available | Not Available | Not Available | Not Available | 1715.5 | 261 loggers between Nov 2012 and Mar 2013 | 21% | 34% | On-Peak ISO NE based calculations | Connected kW savings x CF x HVAC Interactive Factor | Gross kW Savings During the Peak Period (Excluding HVAC Interactive Factor) | Maximum kW Savings | Not Available | Not Available | Not Available | Not Available | Not Available | Not Available | Not Available | Not Available | Not Available
Lighting | Efficient Bulbs | Residential |  |  |  | Downstate |  | 3-2013 | 2013 | random digit dial (RDD) telephone surveys, customer lists, and an address lookup | Not Available | Not Available | Not Available | Not Available | 1898 | 484 loggers between Nov 2012 and Mar 2013 | 21% | 34% | On-Peak ISO NE based calculations | Connected kW savings x CF x HVAC Interactive Factor | Gross kW Savings During the Peak Period (Excluding HVAC Interactive Factor) | Maximum kW Savings | Not Available | Not Available | Not Available | Not Available | Not Available | Not Available | Not Available | Not Available | Not Available
Lighting | Efficient Bulbs | Residential |  |  |  | NYSERDA |  | 3-2013 | 2013 | random digit dial (RDD) telephone surveys, customer lists, and an address lookup | Not Available | Not Available | Not Available | Not Available | 1460 | 880 loggers between Nov 2012 and Mar 2013 | 16% | 27% | On-Peak ISO NE based calculations | Connected kW savings x CF x HVAC Interactive Factor | Gross kW Savings During the Peak Period (Excluding HVAC Interactive Factor) | Maximum kW Savings | Not Available | Not Available | Not Available | Not Available | Not Available | Not Available | Not Available | Not Available | Not Available
HVAC | Prescriptive Chiller | Commercial & Industrial |  |  |  | MA | All Electric PAs | 39-2013 | 2013 | Stratified sample based on tracked HVAC and Compressed Air participants across the MA PAs. Stratum breakpoint developed according to kWh savings of measures installed. | Not Available | Not Available | Not Available | Not Available | 1361 | Weighted-average EFLH for all chillers based on: total ton hours x 8,760 / rated capacity of chiller (tons) | 49% | 6% | Estimated peak savings using on-site data adjusted to TMY. | Coincident factor x (Rated Tons x (IPLV baseline - IPLV proposed)) | Evaluated site peak kW Savings averaged over ISO NE On-Peak Periods | Rated Tons x (IPLV baseline - IPLV proposed) | 42% | 4% | Estimated peak savings using on-site data adjusted to TMY. This is a based on the ISO-NE seasonal peak definition. | Coincident factor x (Rated Tons x (IPLV baseline - IPLV proposed)) | Evaluated site peak kW averaged over ISO NE Seasonal - Peak Periods | Rated Tons x (IPLV baseline - IPLV proposed) | Not Available | Not Available | Not Available | This paper used specialized factors developed specifically for the MA TRM.
Compressed Air | Compressed Air | Commercial & Industrial |  |  |  | MA | All Electric PAs | 39-2013 | 2013 | Stratified sample based on tracked HVAC and Compressed Air participants across the MA PAs. Stratum breakpoint developed according to kWh savings of measures installed. | Not Available | Not Available | Not Available | Not Available | 4108 | Evaluated hours based on 49 on-sites | 117% | 98% | Used formula based on MA TRM. Created adjusted factors to use in formula based on evaluated savings. | Coincident factor x Rated HP x kW per HP saved (for load/unload baseline) | Evaluated site peak kW Savings averaged over ISO NE On-Peak Periods | Rated HP x kW Savings per HP saved (for load/unload baseline) | 129% | 100% | Used formula based on MA TRM. Created adjusted factors to use in formula based on evaluated savings. This is a based on the ISO-NE seasonal peak definition. | Coincident factor x Rated HP x kW per HP saved (for load/unload baseline) | Evaluated site peak kW averaged over ISO NE Seasonal - Peak Periods | Rated HP x kW per HP saved (for load/unload baseline) | Not Available | Not Available | Not Available | This paper used specialized factors developed specifically for the MA TRM. CFs >100 are correct based on study results.
Compressed Air | VSD 25-75 HP | Commercial & Industrial |  |  |  | MA | All Electric PAs | 39-2013 | 2013 | Stratified sample based on tracked HVAC and Compressed Air participants across the MA PAs. Stratum breakpoint developed according to kWh savings of measures installed. | Not Available | Not Available | Not Available | Not Available | 5074 | Evaluated hours based on 44 on-sites | 98% | 76% | Used formula based on MA TRM. Created adjusted factors to use in formula based on evaluated savings | Coincident factor x Rated HP x kW per HP saved (for load/unload baseline) | Evaluated site peak kW Savings averaged over ISO NE On-Peak Periods | Rated HP x kW Savings per HP saved (for load/unload baseline) | 105% | 74% | Used formula based on MA TRM. Created adjusted factors to use in formula based on evaluated savings. This is a based on the ISO-NE seasonal peak definition. | Coincident factor x Rated HP x kW per HP saved (for load/unload baseline) | Evaluated site peak kW averaged over ISO NE Seasonal - Peak Periods | Rated HP x kW per HP saved (for load/unload baseline) | Not Available | Not Available | Not Available | This paper used specialized factors developed specifically for the MA TRM. CFs >100 are correct based on study results.
Lighting | Controls | Commercial & Industrial |  |  |  | RI | Statewide | 31-2011 | 2011 | Random Sample stratified by total site savings - 10 sites | Not Available | Not Available | Not Available | Not Available | Not Available | Hours of use is site specific and provided in the report | 12.9% | 18.4% | Not Specified in Study | Connected kW x CF x HVAC Interactive Factor | Gross kW Savings During the Peak Period | Connected kW of Controlled Fixtures | Not Available | Not Available | Not Available | Not Available | Not Available | Not Available | Not Available | Not Available | Not Available
Lighting | Systems | Commercial & Industrial |  |  |  | RI | Statewide | 31-2011 | 2011 | Random Sample stratified by total site savings - 18 Sites | Not Available | Not Available | Not Available | Not Available | Not Available | Hours of use is site specific and provided in the report | 55% | 48.7% | Not Specified in Study | Connected kW savings x CF x HVAC Interactive Factor | Gross kW Savings During the Peak Period | Maximum kW Savings | Not Available | Not Available | Not Available | Not Available | Not Available | Not Available | Not Available | Not Available | Not Available
HVAC | CAC | Residential |  |  |  | NY | Con Edison | 26-2012 | 2012 | Nested based on phone survey results - 30 Metered on-sites | Not Available | Not Available | Not Available | Not Available | Not Available | Site specific logger data was used to determine average annual hours. See Notes column for additional details. | 52% | Not Available | Not Available | Not Specified | Not Specified | Not Specified | Not Available | Not Available | Not Available | Not Available | Not Available | Not Available | Not Available | Not Available | Not Available | EFLH information is available in the study but is at a more granular level of detail then the coincidence factors. It should also be used with caution since this is based on NY weather patterns.
HVAC | DPH | Residential |  |  |  | NY | Con Edison | 26-2012 | 2012 | Nested based on phone survey results - 25 Metered on-sites | Not Available | Not Available | Not Available | Not Available | Not Available | Site specific logger data was used to determine average annual hours. See Notes column for additional details. | 47% | Not Available | Not Available | Not Specified | Not Specified | Not Specified | Not Available | Not Available | Not Available | Not Available | Not Available | Not Available | Not Available | Not Available | Not Available | EFLH information is available in the study but is at a more granular level of detail then the coincidence factors. It should also be used with caution since this is based on NY weather patterns.
HVAC | CAC | Residential |  |  | Lost Opportunity | CT | Statewide | 6-2013 | 2013 | Model based statistical sampling stratified by size. Larger sites have a higher probability of being selected. n=77 | Not Available | Not Available | Not Available | Not Available | Not Available | Not Available | Not Available | Not Available | Not Available | Not Available | Not Available | Not Available | Not Available | Not Available | Not Available | Not Available | Not Available | Not Available | 359.5 kWh / ton | 0.45 kW per ton | Not Available
HVAC | CAC | Residential |  |  | Retrofit | CT | Statewide | 6-2013 | 2013 | Model based statistical sampling stratified by size. Larger sites have a higher probability of being selected. n=11 | Not Available | Not Available | Not Available | Not Available | Not Available | Not Available | Not Available | Not Available | Not Available | Not Available | Not Available | Not Available | Not Available | Not Available | Not Available | Not Available | Not Available | Not Available | 379.5 kWh / ton | 0.43 kW per ton | Not Available
HVAC | CAC | Residential |  |  | All | CT | Statewide | 6-2013 | 2013 | Model based statistical sampling stratified by size. Larger sites have a higher probability of being selected. N=88 | Not Available | Not Available | Not Available | Not Available | Not Available | Not Available | Not Available | Not Available | Not Available | Not Available | Not Available | Not Available | Not Available | Not Available | Not Available | Not Available | Not Available | Not Available | 362 kWh / ton | 0.45 kW per ton | Not Available
HVAC | Heat Pump | Residential |  | Funded by Connecticut Energy Financing and Investment Authority | New Construction | CT | Statewide | 7-2012 | 2012 | Random sample. n=19 | Not Available | Not Available | Not Available | Not Available | Not Available | DOE-2 Model assumed 8,760 hours per year when calculating savings in study | Not Available | Not Available | Not Available | Not Available | Not Available | Not Available | Not Available | Not Available | Not Available | Not Available | Not Available | Not Available | -6,539 kWh per year per home | 1.13 kW per ton | -2.9 kW per ton | Connecticut Energy Financing and Investment Authority and Connecticut Energy Efficiency Fund savings differ due to differing baseline assumptions
HVAC | Heat Pump | Residential |  | Funded by Connecticut Energy Efficiency Fund | New Construction | CT | Statewide | 7-2012 | 2012 | Random sample. n=19 | Not Available | Not Available | Not Available | Not Available | Not Available | DOE-2 Model assumed 8,760 hours per year when calculating savings in study | Not Available | Not Available | Not Available | Not Available | Not Available | Not Available | Not Available | Not Available | Not Available | Not Available | Not Available | Not Available | 3,681 kWh per year per home | 0.48 kW per ton | 0.9 kW per ton | Connecticut Energy Financing and Investment Authority and Connecticut Energy Efficiency Fund savings differ due to differing baseline assumptions
HVAC | Heat Pump | Residential |  | Funded by Connecticut Energy Financing and Investment Authority | Retrofit | CT | Statewide | 7-2012 | 2012 | Random sample. n=21 | Not Available | Not Available | Not Available | Not Available | Not Available | DOE-2 Model assumed 8,760 hours per year when calculating savings in study | Not Available | Not Available | Not Available | Not Available | Not Available | Not Available | Not Available | Not Available | Not Available | Not Available | Not Available | Not Available | -6,554 kWh per year per home | 0.66 kW per ton | -2.9 kW per ton | Connecticut Energy Financing and Investment Authority and Connecticut Energy Efficiency Fund savings differ due to differing baseline assumptions
HVAC | Heat Pump | Residential |  | Funded by Connecticut Energy Efficiency Fund | Retrofit | CT | Statewide | 7-2012 | 2012 | Random sample. n=21 | Not Available | Not Available | Not Available | Not Available | Not Available | DOE-2 Model assumed 8,760 hours per year when calculating savings in study | Not Available | Not Available | Not Available | Not Available | Not Available | Not Available | Not Available | Not Available | Not Available | Not Available | Not Available | Not Available | 2,206 kWh per year per home | 0.34 kW per ton | 0.5 kW per ton | Connecticut Energy Financing and Investment Authority and Connecticut Energy Efficiency Fund savings differ due to differing baseline assumptions
Lighting | Prescriptive | Large Commercial & Industrial |  | Small Retail | Large Commercial and Industrial Program Group | NY | Con Edison | 28-2012 | 2012 | Model based statistical sampling. n=8 | Not Available | Not Available | Not Available | Not Available | 7904 | From on-site loggers | 100% | Not Available | Not Available | Not Specified | Gross kW Savings During the Peak Period | Maximum kW Savings | Not Available | Not Available | Not Available | Not Available | Not Available | Not Available | Not Available | Not Available | Not Available
Lighting | Prescriptive | Large Commercial & Industrial |  | Parking Garage | Large Commercial and Industrial Program Group | NY | Con Edison | 28-2012 | 2012 | Model based statistical sampling. n=2 | Not Available | Not Available | Not Available | Not Available | Not Available | Site level hour of use information was created and then multiplied by 8,760 to create yearly site level estimates | 100% | Not Available | Not Available | Not Specified | Gross kW Savings During the Peak Period | Maximum kW Savings | Not Available | Not Available | Not Available | Not Available | Not Available | Not Available | Not Available | Not Available | Not Available
Lighting | Prescriptive | Large Commercial & Industrial |  | Office | Large Commercial and Industrial Program Group | NY | Con Edison | 28-2012 | 2012 | Model based statistical sampling. n=1 | Not Available | Not Available | Not Available | Not Available | 3744 | From on-site loggers | 79% | Not Available | Not Available | Not Specified | Gross kW Savings During the Peak Period | Maximum kW Savings | Not Available | Not Available | Not Available | Not Available | Not Available | Not Available | Not Available | Not Available | Not Available
Lighting | Prescriptive | Large Commercial & Industrial |  | Multifamily | Large Commercial and Industrial Program Group | NY | Con Edison | 28-2012 | 2012 | Model based statistical sampling. n=2 | Not Available | Not Available | Not Available | Not Available | 8563 | From on-site loggers | 99% | Not Available | Not Available | Not Specified | Gross kW Savings During the Peak Period | Maximum kW Savings | Not Available | Not Available | Not Available | Not Available | Not Available | Not Available | Not Available | Not Available | Not Available
Lighting | Prescriptive | Large Commercial & Industrial |  | Hotel | Large Commercial and Industrial Program Group | NY | Con Edison | 28-2012 | 2012 | Model based statistical sampling. n=2 | Not Available | Not Available | Not Available | Not Available | 5700 | From on-site loggers | 75% | Not Available | Not Available | Not Specified | Gross kW Savings During the Peak Period | Maximum kW Savings | Not Available | Not Available | Not Available | Not Available | Not Available | Not Available | Not Available | Not Available | Not Available
Lighting | Prescriptive | Large Commercial & Industrial |  | All | Large Commercial and Industrial Program Group | NY | Con Edison | 28-2012 | 2012 | Model based statistical sampling. n=15 | Not Available | Not Available | Not Available | Not Available | 7535 | From on-site loggers | 95% | Not Available | Not Available | Not Specified | Gross kW Savings During the Peak Period | Maximum kW Savings | Not Available | Not Available | Not Available | Not Available | Not Available | Not Available | Not Available | Not Available | Not Available
HVAC | Room Air Conditioners | Residential |  | High Density | Residential | NY | Con Edison | 29-2012 | 2012 | Stratified random sample, on-sites nested within phone survey. n=30 | Not Available | Not Available | Not Available | Not Available | 552 | EFLH | 32% | Not Available | These are run time factors that the study authors deemed analagous to coincidence factors | Not Specified | Not Specified | Not Specified | Not Available | Not Available | Not Available | Not Available | Not Available | Not Available | Not Available | Not Available | Not Available
HVAC | Room Air Conditioners | Residential |  | Medium Density | Residential | NY | Con Edison | 29-2012 | 2012 | Stratified random sample, on-sites nested within phone survey. n=25 | Not Available | Not Available | Not Available | Not Available | 423 | EFLH | 30% | Not Available | These are run time factors that the study authors deemed analagous to coincidence factors | Not Specified | Not Specified | Not Specified | Not Available | Not Available | Not Available | Not Available | Not Available | Not Available | Not Available | Not Available | Not Available
HVAC | Room Air Conditioners | Residential |  | All | Residential | NY | Con Edison | 29-2012 | 2012 | Stratified random sample, on-sites nested within phone survey. n=55 | Not Available | Not Available | Not Available | Not Available | 500 | EFLH | 31% | Not Available | These are run time factors that the study authors deemed analagous to coincidence factors | Not Specified | Not Specified | Not Specified | Not Available | Not Available | Not Available | Not Available | Not Available | Not Available | Not Available | Not Available | Not Available
Other | Clothes Washer | Residential |  | All | Appliance Rebate Program | ME | Statewide | 11-2013 | 2013 | Stratified random sample, on-sites nested within phone survey. n=20 | Not Available | Not Available | Not Available | Not Available | Not Available | Not Available | Not Available | Not Available | Not Available | Not Available | Not Available | Not Available | 18.1% | Not Available | Weighted average of site specific calculations. Uses ISO-NE summer on-peak window | Multiple by kW savings to get summer peak Kw Savings | Not Specified | Not Specified | 372.43 kWh per unit | 0.055 kW per unit | Not Available
HVAC | Dehumidifier | Residential |  | All | Appliance Rebate Program | ME | Statewide | 11-2013 | 2013 | Stratified random sample, on-sites nested within phone survey. n=12 | Not Available | Not Available | Not Available | Not Available | Not Available | Not Available | Not Available | Not Available | Not Available | Not Available | Not Available | Not Available | 82.98% | Not Available | Weighted average of site specific calculations. Uses ISO-NE summer on-peak window | Multiple by kW savings to get summer peak Kw Savings | Not Specified | Not Specified | 162.88 kWh per unit | 0.037 kW per unit | Not Available
Hot Water | Heat Pump Water Heater | Residential |  | All | Appliance Rebate Program | ME | Statewide | 11-2013 | 2013 | Stratified random sample, on-sites nested within phone survey. n=19 | Not Available | Not Available | Not Available | Not Available | Not Available | Not Available | Not Available | Not Available | Not Available | Not Available | Not Available | Not Available | 9.585% | Not Available | Weighted average of site specific calculations. Uses ISO-NE summer on-peak window | Multiple by kW savings to get summer peak Kw Savings | Not Specified | Not Specified | 2,335.7 per unit | 0.186 kW per unit | Not Available
Food Service | Refrigerator | Residential |  | All | Appliance Rebate Program | ME | Statewide | 11-2013 | 2013 | Stratified random sample, on-sites nested within phone survey. n=21 | Not Available | Not Available | Not Available | Not Available | Not Available | Not Available | Not Available | Not Available | Not Available | Not Available | Not Available | Not Available | 68.88% | Not Available | Weighted average of site specific calculations. Uses ISO-NE summer on-peak window | Multiple by kW savings to get summer peak Kw Savings | Not Specified | Not Specified | 128.22 kWh per unit | 0.015 kW per unit | Not Available
All | All | Residential |  | All | Appliance Rebate Program | ME | Statewide | 11-2013 | 2013 | Stratified random sample, on-sites nested within phone survey. n=73 | Not Available | Not Available | Not Available | Not Available | Not Available | Not Available | Not Available | Not Available | Not Available | Not Available | Not Available | Not Available | 33.2% | Not Available | Weighted average of site specific calculations. Uses ISO-NE summer on-peak window | Multiple by kW savings to get summer peak Kw Savings | Not Specified | Not Specified | Not Available | Not Available | Not Available
Lighting | Primarily CFL | Residential |  | All | Residential Lighting Program | ME | Statewide | 12-2012 | 2012 | On-sites nested within phone survey. n=41 | Not Available | Not Available | Not Available | Not Available | 744.6 | Daily estimate of 2.04 hours per day based on loggers converted to entire year | 6.8% | 18.4% | Not Specified in Study | Not Specified | Not Specified | Not Specified | Not Available | Not Available | Not Available | Not Available | Not Available | Not Available | Not Available | Not Available | Not Available
HVAC | Heat Pump | Residential |  | All | Heat Pump Pilot Program | ME | Statewide | 32-2014 | 2014 | No information of how sites were selected. n=35 | Not Available | Not Available | Not Available | Not Available | Not Available | Not Available | Not Available | Not Available | Not Available | Not Available | Not Available | Not Available | Not Available | Not Available | Not Available | Not Available | Not Available | Not Available | Not Available | -0.14 kW per unit | -0.35 kW per unit | Study found that heat pumping increased overall electric demand. Baseline fuel in study was fuel oil.
Hot Water | Heat Pump | Residential |  | All |  | MA | National Grid, Eversource, Cape Light Compact | 22-2012 | 2012 | No information of how sites were selected. n=14 | Not Available | Not Available | Not Available | Not Available | Not Available | Not Available | Not Available | Not Available | Not Available | Not Available | Not Available | Not Available | Not Available | Not Available | Not Available | Not Available | Not Available | Not Available | Not Available | 0.37412 kW per unit | 0.17475 kW per unit
Lighting | Lighting Systems | Commercial & Industrial |  |  | Prescriptive Lighting | MA | All Electric PAs | 18-2012 | 2012 | Stratified random sample by end use and total savings. n=37 | Not Available | Not Available | Not Available | Not Available | Not Available | Site specific logger data was used to determine average annual hours | 72.2% | 65.9% | Not Specified in Study | Connected kW savings x CF x HVAC Interactive Factor | Gross kW Savings During the Peak Period | Maximum kW Savings | 73.6% | 66.9% | ISO-NE Seasonal Peak | Connected kw x Coincidence Factor x HVAC Factor | Not Specified | Not Specified | Not Available | Not Available | Not Available
Lighting | Controls | Commercial & Industrial |  |  | Prescriptive Lighting | MA | All Electric PAs | 18-2012 | 2012 | Stratified random sample by end use and total savings. n=26 | Not Available | Not Available | Not Available | Not Available | Not Available | Site specific logger data was used to determine average annual hours | 13.8% | 13.4% | Not Specified in Study | Connected kW x CF x HVAC Interactive Factor | Gross kW Savings During the Peak Period | Connected kW of Controlled Fixtures | 13% | 14% | ISO-NE Seasonal Peak | Connected kw x Coincidence Factor x HVAC Factor | Not Specified | Not Specified | Not Available | Not Available | Not Available
Lighting | Advanced Lighting Design | Commercial & Industrial |  |  | Prescriptive Lighting | MA | All Electric PAs | 18-2012 | 2012 | Stratified random sample by end use and total savings. n=10 | Not Available | Not Available | Not Available | Not Available | Not Available | Site specific logger data was used to determine average annual hours | 42.8% | 46.7% | Not Specified in Study | Connected kW savings x CF x HVAC Interactive Factor | Gross kW Savings During the Peak Period | Maximum kW Savings | 39.1% | 46.6% | ISO-NE Seasonal Peak | Connected kw x Coincidence Factor x HVAC Factor | Not Specified | Not Specified | Not Available | Not Available | Not Available
Lighting | Refrigerated LED Case Lighting | Commercial & Industrial |  |  | Prescriptive Lighting | MA | All Electric PAs | 18-2012 | 2012 | Stratified random sample by end use and total savings. n=10 | Not Available | Not Available | Not Available | Not Available | Not Available | Site specific logger data was used to determine average annual hours | 99.4% | 99.5% | Not Specified in Study | Connected kW savings x CF x HVAC Interactive Factor | Gross kW Savings During the Peak Period | Maximum kW Savings | 99.7% | 99.9% | ISO-NE Seasonal Peak | Connected kw x Coincidence Factor x HVAC Factor | Not Specified | Not Specified | Not Available | Not Available | Not Available
Lighting | Fixtures | Commercial & Industrial |  |  | Direct Install | MA | All Electric PAs | 19-2012 | 2012 | stratified ratio methodology using demand tier and PA. n=126 | Not Available | Not Available | Not Available | Not Available | Not Available | Not Available | 66% | 44% | Not Specified in Study | Connected kW savings x CF x HVAC Interactive Factor | Gross kW Savings During the Peak Period | Maximum kW Savings | Not Available | Not Available | Not Available | Not Available | Not Available | Not Available | Not Available | Not Available | Not Available
Lighting | Occupancy Sensor | Commercial & Industrial |  | Active Storage | Direct Install | MA | All Electric PAs | 20-2012 | 2012 | non-random, leads provided by implementers | Not Available | Not Available | Not Available | Not Available | 1380 | n=27 loggers, average hours post installation | Not Available | Not Available | Not Available | Not Available | Not Available | Not Available | Not Available | Not Available | Not Available | Not Available | Not Available | Not Available | Not Available | Not Available | Not Available | Study begins on page 146 of document, Delta hours pre-post is -2,896 hours
Lighting | Occupancy Sensor | Commercial & Industrial |  | Atrium | Direct Install | MA | All Electric PAs | 20-2012 | 2012 | non-random, leads provided by implementers | Not Available | Not Available | Not Available | Not Available | 3164 | n=1 loggers, average hours post installation | Not Available | Not Available | Not Available | Not Available | Not Available | Not Available | Not Available | Not Available | Not Available | Not Available | Not Available | Not Available | Not Available | Not Available | Not Available | Study begins on page 146 of document, Delta hours pre-post is +77 hours
Lighting | Occupancy Sensor | Commercial & Industrial |  | Classroom/Lecture/Training | Direct Install | MA | All Electric PAs | 20-2012 | 2012 | non-random, leads provided by implementers | Not Available | Not Available | Not Available | Not Available | 1501 | n=20 loggers, average hours post installation | Not Available | Not Available | Not Available | Not Available | Not Available | Not Available | Not Available | Not Available | Not Available | Not Available | Not Available | Not Available | Not Available | Not Available | Not Available | Study begins on page 146 of document, Delta hours pre-post is -316 hours
Lighting | Occupancy Sensor | Commercial & Industrial |  | Conference/Meeting/Multipurpose | Direct Install | MA | All Electric PAs | 20-2012 | 2012 | non-random, leads provided by implementers | Not Available | Not Available | Not Available | Not Available | 1526 | n=10 loggers, average hours post installation | Not Available | Not Available | Not Available | Not Available | Not Available | Not Available | Not Available | Not Available | Not Available | Not Available | Not Available | Not Available | Not Available | Not Available | Not Available | Study begins on page 146 of document, Delta hours pre-post is -437 hours
Lighting | Occupancy Sensor | Commercial & Industrial |  | Corridor/Transition | Direct Install | MA | All Electric PAs | 20-2012 | 2012 | non-random, leads provided by implementers | Not Available | Not Available | Not Available | Not Available | 2156 | n=5 loggers, average hours post installation | Not Available | Not Available | Not Available | Not Available | Not Available | Not Available | Not Available | Not Available | Not Available | Not Available | Not Available | Not Available | Not Available | Not Available | Not Available | Study begins on page 146 of document, Delta hours pre-post is -4,806 hours
Lighting | Occupancy Sensor | Commercial & Industrial |  | Dining Area | Direct Install | MA | All Electric PAs | 20-2012 | 2012 | non-random, leads provided by implementers | Not Available | Not Available | Not Available | Not Available | 2264 | n=8 loggers, average hours post installation | Not Available | Not Available | Not Available | Not Available | Not Available | Not Available | Not Available | Not Available | Not Available | Not Available | Not Available | Not Available | Not Available | Not Available | Not Available | Study begins on page 146 of document, Delta hours pre-post is -364 hours
Lighting | Occupancy Sensor | Commercial & Industrial |  | Dressing/Locker/Fitting Room | Direct Install | MA | All Electric PAs | 20-2012 | 2012 | non-random, leads provided by implementers | Not Available | Not Available | Not Available | Not Available | 4154 | n=1 loggers, average hours post installation | Not Available | Not Available | Not Available | Not Available | Not Available | Not Available | Not Available | Not Available | Not Available | Not Available | Not Available | Not Available | Not Available | Not Available | Not Available | Study begins on page 146 of document, Delta hours pre-post is -1,864 hours
Lighting | Occupancy Sensor | Commercial & Industrial |  | Electrical/Mechanical | Direct Install | MA | All Electric PAs | 20-2012 | 2012 | non-random, leads provided by implementers | Not Available | Not Available | Not Available | Not Available | 506 | n=4 loggers, average hours post installation | Not Available | Not Available | Not Available | Not Available | Not Available | Not Available | Not Available | Not Available | Not Available | Not Available | Not Available | Not Available | Not Available | Not Available | Not Available | Study begins on page 146 of document, Delta hours pre-post is -592 hours
Lighting | Occupancy Sensor | Commercial & Industrial |  | Exterior | Direct Install | MA | All Electric PAs | 20-2012 | 2012 | non-random, leads provided by implementers | Not Available | Not Available | Not Available | Not Available | 1932 | n=2 loggers, average hours post installation | Not Available | Not Available | Not Available | Not Available | Not Available | Not Available | Not Available | Not Available | Not Available | Not Available | Not Available | Not Available | Not Available | Not Available | Not Available | Study begins on page 146 of document, Delta hours pre-post is -2,305 hours
Lighting | Occupancy Sensor | Commercial & Industrial |  | Food Preparation | Direct Install | MA | All Electric PAs | 20-2012 | 2012 | non-random, leads provided by implementers | Not Available | Not Available | Not Available | Not Available | 3300 | n=3 loggers, average hours post installation | Not Available | Not Available | Not Available | Not Available | Not Available | Not Available | Not Available | Not Available | Not Available | Not Available | Not Available | Not Available | Not Available | Not Available | Not Available | Study begins on page 146 of document, Delta hours pre-post is +748 hours
Lighting | Occupancy Sensor | Commercial & Industrial |  | Inactive Storage | Direct Install | MA | All Electric PAs | 20-2012 | 2012 | non-random, leads provided by implementers | Not Available | Not Available | Not Available | Not Available | 412 | n=8 loggers, average hours post installation | Not Available | Not Available | Not Available | Not Available | Not Available | Not Available | Not Available | Not Available | Not Available | Not Available | Not Available | Not Available | Not Available | Not Available | Not Available | Study begins on page 146 of document, Delta hours pre-post is -127 hours
Lighting | Occupancy Sensor | Commercial & Industrial |  | Laboratory | Direct Install | MA | All Electric PAs | 20-2012 | 2012 | non-random, leads provided by implementers | Not Available | Not Available | Not Available | Not Available | 2428 | n=2 loggers, average hours post installation | Not Available | Not Available | Not Available | Not Available | Not Available | Not Available | Not Available | Not Available | Not Available | Not Available | Not Available | Not Available | Not Available | Not Available | Not Available | Study begins on page 146 of document, Delta hours pre-post is -24 hours
Lighting | Occupancy Sensor | Commercial & Industrial |  | Lobby | Direct Install | MA | All Electric PAs | 20-2012 | 2012 | non-random, leads provided by implementers | Not Available | Not Available | Not Available | Not Available | 1890 | n=1 loggers, average hours post installation | Not Available | Not Available | Not Available | Not Available | Not Available | Not Available | Not Available | Not Available | Not Available | Not Available | Not Available | Not Available | Not Available | Not Available | Not Available | Study begins on page 146 of document, Delta hours pre-post is -53 hours
Lighting | Occupancy Sensor | Commercial & Industrial |  | Lounge/Recreation | Direct Install | MA | All Electric PAs | 20-2012 | 2012 | non-random, leads provided by implementers | Not Available | Not Available | Not Available | Not Available | 2093 | n=7 loggers, average hours post installation | Not Available | Not Available | Not Available | Not Available | Not Available | Not Available | Not Available | Not Available | Not Available | Not Available | Not Available | Not Available | Not Available | Not Available | Not Available | Study begins on page 146 of document, Delta hours pre-post is -1,129 hours
Lighting | Occupancy Sensor | Commercial & Industrial |  | Office - Enclosed | Direct Install | MA | All Electric PAs | 20-2012 | 2012 | non-random, leads provided by implementers | Not Available | Not Available | Not Available | Not Available | 1753 | n=49 loggers, average hours post installation | Not Available | Not Available | Not Available | Not Available | Not Available | Not Available | Not Available | Not Available | Not Available | Not Available | Not Available | Not Available | Not Available | Not Available | Not Available | Study begins on page 146 of document, Delta hours pre-post is -278 hours
Lighting | Occupancy Sensor | Commercial & Industrial |  | Office - Open | Direct Install | MA | All Electric PAs | 20-2012 | 2012 | non-random, leads provided by implementers | Not Available | Not Available | Not Available | Not Available | 1678 | n=16 loggers, average hours post installation | Not Available | Not Available | Not Available | Not Available | Not Available | Not Available | Not Available | Not Available | Not Available | Not Available | Not Available | Not Available | Not Available | Not Available | Not Available | Study begins on page 146 of document, Delta hours pre-post is +14 hours
Lighting | Occupancy Sensor | Commercial & Industrial |  | Restrooms | Direct Install | MA | All Electric PAs | 20-2012 | 2012 | non-random, leads provided by implementers | Not Available | Not Available | Not Available | Not Available | 2177 | n=39 loggers, average hours post installation | Not Available | Not Available | Not Available | Not Available | Not Available | Not Available | Not Available | Not Available | Not Available | Not Available | Not Available | Not Available | Not Available | Not Available | Not Available | Study begins on page 146 of document, Delta hours pre-post is -1,609 hours
Lighting | Occupancy Sensor | Commercial & Industrial |  |  | Direct Install | MA | All Electric PAs | 20-2012 | 2012 | non-random stratified by building type n=58 sites | Not Available | Not Available | Not Available | Not Available | 1758 | n=203 loggers, average hours post installation | 17% | 13% | Not Specified in Study | Connected kW x CF x HVAC Interactive Factor | Gross kW Savings During the Peak Period | Connected kW of Controlled Fixtures | Not Available | Not Available | Not Available | Not Available | Not Available | Not Available | Not Available | Not Available | Not Available | Study begins on page 146 of document, Delta hours pre-post is -1,022 hours
Lighting | Lighting Systems | Commercial & Industrial |  |  | Direct Install | MA | NSTAR, National Grid, Cape Light Compact, Unitil | 23-2012 | 2012 | Probability proportional to savings sample method using stratified ratio methodology | Not Available | Not Available | Not Available | Not Available | Not Available | Not Available | 66% | 44% | Not Specified in Study | Connected kW savings x CF x HVAC Interactive Factor | Gross kW Savings During the Peak Period | Maximum kW Savings | Not Available | Not Available | Not Available | Not Available | Not Available | Not Available | Not Available | Not Available | Not Available
Lighting | Lighting Systems | Commercial & Industrial |  |  | Direct Install | MA | WMECO | 23-2012 | 2012 | Probability proportional to savings sample method using stratified ratio methodology | Not Available | Not Available | Not Available | Not Available | Not Available | Not Available | 60% | 43% | Not Specified in Study | Connected kW savings x CF x HVAC Interactive Factor | Gross kW Savings During the Peak Period | Maximum kW Savings | Not Available | Not Available | Not Available | Not Available | Not Available | Not Available | Not Available | Not Available | Not Available
Lighting | Lighting Systems | Commercial & Industrial |  | >50 kW | Direct Install | MA | NSTAR, National Grid, Cape Light Compact, Unitil | 23-2012 | 2012 | Probability proportional to savings sample method using stratified ratio methodology | Not Available | Not Available | Not Available | Not Available | Not Available | Not Available | 69% | 50% | Not Specified in Study | Connected kW savings x CF x HVAC Interactive Factor | Gross kW Savings During the Peak Period | Maximum kW Savings | Not Available | Not Available | Not Available | Not Available | Not Available | Not Available | Not Available | Not Available | Not Available
Lighting | Lighting Systems | Commercial & Industrial |  | <=50 kW | Direct Install | MA | NSTAR, National Grid, Cape Light Compact, Unitil | 23-2012 | 2012 | Probability proportional to savings sample method using stratified ratio methodology | Not Available | Not Available | Not Available | Not Available | Not Available | Not Available | 62% | 37% | Not Specified in Study | Connected kW savings x CF x HVAC Interactive Factor | Gross kW Savings During the Peak Period | Maximum kW Savings | Not Available | Not Available | Not Available | Not Available | Not Available | Not Available | Not Available | Not Available | Not Available
Lighting | Lighting Systems | Commercial & Industrial |  |  | Direct Install | MA | Cape Light Compact | 23-2012 | 2012 | Probability proportional to savings sample method using stratified ratio methodology | Not Available | Not Available | Not Available | Not Available | Not Available | Not Available | 61% | 32% | Not Specified in Study | Connected kW savings x CF x HVAC Interactive Factor | Gross kW Savings During the Peak Period | Maximum kW Savings | Not Available | Not Available | Not Available | Not Available | Not Available | Not Available | Not Available | Not Available | Not Available
Lighting | Lighting Systems | Commercial & Industrial |  |  | Direct Install | MA | National Grid | 23-2012 | 2012 | Probability proportional to savings sample method using stratified ratio methodology | Not Available | Not Available | Not Available | Not Available | Not Available | Not Available | 58% | 39% | Not Specified in Study | Connected kW savings x CF x HVAC Interactive Factor | Gross kW Savings During the Peak Period | Maximum kW Savings | Not Available | Not Available | Not Available | Not Available | Not Available | Not Available | Not Available | Not Available | Not Available
Lighting | Lighting Systems | Commercial & Industrial |  |  | Direct Install | MA | NSTAR | 23-2012 | 2012 | Probability proportional to savings sample method using stratified ratio methodology | Not Available | Not Available | Not Available | Not Available | Not Available | Not Available | 77% | 53% | Not Specified in Study | Connected kW savings x CF x HVAC Interactive Factor | Gross kW Savings During the Peak Period | Maximum kW Savings | Not Available | Not Available | Not Available | Not Available | Not Available | Not Available | Not Available | Not Available | Not Available
Lighting | Lighting Systems | Commercial & Industrial |  |  | Direct Install | MA | Unitil | 23-2012 | 2012 | Probability proportional to savings sample method using stratified ratio methodology | Not Available | Not Available | Not Available | Not Available | Not Available | Not Available | 86% | 29% | Not Specified in Study | Connected kW savings x CF x HVAC Interactive Factor | Gross kW Savings During the Peak Period | Maximum kW Savings | Not Available | Not Available | Not Available | Not Available | Not Available | Not Available | Not Available | Not Available | Not Available
Lighting | All Bulbs | Residential |  | Basement |  | PA | Statewide | 30-2014 | 2014 | Stratified random sample, n= 80 | Not Available | Not Available | Not Available | Not Available | 1.7 | Average Daily HOU | 6.6% | Not Available | Percent of hours lights are on during 2 pm to 6 pm, non-holiday weekdays, June- August | Connected kW savings x CF x (1 - Controls Factor) x (1 - HVAC Interactive Factor) | Not Available | Not Available | Not Available | Not Available | Not Available | Not Available | Not Available | Not Available | Not Available | Not Available | Not Available
Lighting | All Bulbs | Residential |  | Bathroom |  | PA | Statewide | 30-2014 | 2014 | Stratified random sample, n= 151 | Not Available | Not Available | Not Available | Not Available | 2.3 | Average Daily HOU | 9.6% | Not Available | Percent of hours lights are on during 2 pm to 6 pm, non-holiday weekdays, June- August | Connected kW savings x CF x (1 - Controls Factor) x (1 - HVAC Interactive Factor) | Not Available | Not Available | Not Available | Not Available | Not Available | Not Available | Not Available | Not Available | Not Available | Not Available | Not Available
Lighting | All Bulbs | Residential |  | Bedroom |  | PA | Statewide | 30-2014 | 2014 | Stratified random sample, n= 147 | Not Available | Not Available | Not Available | Not Available | 1.8 | Average Daily HOU | 6.4% | Not Available | Percent of hours lights are on during 2 pm to 6 pm, non-holiday weekdays, June- August | Connected kW savings x CF x (1 - Controls Factor) x (1 - HVAC Interactive Factor) | Not Available | Not Available | Not Available | Not Available | Not Available | Not Available | Not Available | Not Available | Not Available | Not Available | Not Available
Lighting | All Bulbs | Residential |  | Closet |  | PA | Statewide | 30-2014 | 2014 | Stratified random sample, n= 77 | Not Available | Not Available | Not Available | Not Available | 0.6 | Average Daily HOU | 2.9% | Not Available | Percent of hours lights are on during 2 pm to 6 pm, non-holiday weekdays, June- August | Connected kW savings x CF x (1 - Controls Factor) x (1 - HVAC Interactive Factor) | Not Available | Not Available | Not Available | Not Available | Not Available | Not Available | Not Available | Not Available | Not Available | Not Available | Not Available
Lighting | All Bulbs | Residential |  | Dining Room |  | PA | Statewide | 30-2014 | 2014 | Stratified random sample, n= 114 | Not Available | Not Available | Not Available | Not Available | 2.7 | Average Daily HOU | 10.8% | Not Available | Percent of hours lights are on during 2 pm to 6 pm, non-holiday weekdays, June- August | Connected kW savings x CF x (1 - Controls Factor) x (1 - HVAC Interactive Factor) | Not Available | Not Available | Not Available | Not Available | Not Available | Not Available | Not Available | Not Available | Not Available | Not Available | Not Available
Lighting | All Bulbs | Residential |  | Exterior |  | PA | Statewide | 30-2014 | 2014 | Stratified random sample, n= 58 | Not Available | Not Available | Not Available | Not Available | 3.9 | Average Daily HOU | 26.5% | Not Available | Percent of hours lights are on during 2 pm to 6 pm, non-holiday weekdays, June- August | Connected kW savings x CF x (1 - Controls Factor) x (1 - HVAC Interactive Factor) | Not Available | Not Available | Not Available | Not Available | Not Available | Not Available | Not Available | Not Available | Not Available | Not Available | Not Available
Lighting | All Bulbs | Residential |  | Hall/Foyer |  | PA | Statewide | 30-2014 | 2014 | Stratified random sample, n= 125 | Not Available | Not Available | Not Available | Not Available | 1.9 | Average Daily HOU | 7.6% | Not Available | Percent of hours lights are on during 2 pm to 6 pm, non-holiday weekdays, June- August | Connected kW savings x CF x (1 - Controls Factor) x (1 - HVAC Interactive Factor) | Not Available | Not Available | Not Available | Not Available | Not Available | Not Available | Not Available | Not Available | Not Available | Not Available | Not Available
Lighting | All Bulbs | Residential |  | Kitchen |  | PA | Statewide | 30-2014 | 2014 | Stratified random sample, n= 142 | Not Available | Not Available | Not Available | Not Available | 3.9 | Average Daily HOU | 14.2% | Not Available | Percent of hours lights are on during 2 pm to 6 pm, non-holiday weekdays, June- August | Connected kW savings x CF x (1 - Controls Factor) x (1 - HVAC Interactive Factor) | Not Available | Not Available | Not Available | Not Available | Not Available | Not Available | Not Available | Not Available | Not Available | Not Available | Not Available
Lighting | All Bulbs | Residential |  | Living Room |  | PA | Statewide | 30-2014 | 2014 | Stratified random sample, n= 147 | Not Available | Not Available | Not Available | Not Available | 3.7 | Average Daily HOU | 9.8% | Not Available | Percent of hours lights are on during 2 pm to 6 pm, non-holiday weekdays, June- August | Connected kW savings x CF x (1 - Controls Factor) x (1 - HVAC Interactive Factor) | Not Available | Not Available | Not Available | Not Available | Not Available | Not Available | Not Available | Not Available | Not Available | Not Available | Not Available
Lighting | All Bulbs | Residential |  | Other |  | PA | Statewide | 30-2014 | 2014 | Stratified random sample, n= 150 | Not Available | Not Available | Not Available | Not Available | 1.7 | Average Daily HOU | 6.1% | Not Available | Percent of hours lights are on during 2 pm to 6 pm, non-holiday weekdays, June- August | Connected kW savings x CF x (1 - Controls Factor) x (1 - HVAC Interactive Factor) | Not Available | Not Available | Not Available | Not Available | Not Available | Not Available | Not Available | Not Available | Not Available | Not Available | Not Available
Lighting | All Bulbs | Residential |  | Home |  | PA | Statewide | 30-2014 | 2014 | Stratified random sample, n= 206 | Not Available | Not Available | Not Available | Not Available | 2.5 | Average Daily HOU | 10.1% | Not Available | Percent of hours lights are on during 2 pm to 6 pm, non-holiday weekdays, June- August | Connected kW savings x CF x (1 - Controls Factor) x (1 - HVAC Interactive Factor) | Not Available | Not Available | Not Available | Not Available | Not Available | Not Available | Not Available | Not Available | Not Available | Not Available | Not Available
Lighting | Efficient Bulbs | Residential |  | Home |  | PA | Statewide | 30-2014 | 2014 | Stratified random sample, n= 518 | Not Available | Not Available | Not Available | Not Available | 3 | Average Daily HOU | 10.6% | Not Available | Percent of hours lights are on during 2 pm to 6 pm, non-holiday weekdays, June- August | Connected kW savings x CF x (1 - Controls Factor) x (1 - HVAC Interactive Factor) | Not Available | Not Available | Not Available | Not Available | Not Available | Not Available | Not Available | Not Available | Not Available | Not Available | Not Available
Lighting | Non-Efficient Bulbs | Residential |  | Home |  | PA | Statewide | 30-2014 | 2014 | Stratified random sample, n= 673 | Not Available | Not Available | Not Available | Not Available | 2.3 | Average Daily HOU | 9.9% | Not Available | Percent of hours lights are on during 2 pm to 6 pm, non-holiday weekdays, June- August | Connected kW savings x CF x (1 - Controls Factor) x (1 - HVAC Interactive Factor) | Not Available | Not Available | Not Available | Not Available | Not Available | Not Available | Not Available | Not Available | Not Available | Not Available | Not Available
Lighting | Screw Based Bulbs | Commercial & Industrial |  | Education |  | PA | Statewide | 30-2014 | 2014 | Value of information approach to allocate sample to building types with highest uncertainty, n = 495 | Not Available | Not Available | Not Available | Not Available | 2944 | Annual Hours | 39% | Not Available | Percent of hours lights are on during 2 pm to 6 pm, non-holiday weekdays, June- August | Connected kW savings x CF x (1 - Controls Factor) x (1 - HVAC Interactive Factor) | Not Available | Not Available | Not Available | Not Available | Not Available | Not Available | Not Available | Not Available | Not Available | Not Available | Not Available
Lighting | Screw Based Bulbs | Commercial & Industrial |  | Grocery |  | PA | Statewide | 30-2014 | 2014 | Value of information approach to allocate sample to building types with highest uncertainty, n = 495 | Not Available | Not Available | Not Available | Not Available | 7798 | Annual Hours | 99% | Not Available | Percent of hours lights are on during 2 pm to 6 pm, non-holiday weekdays, June- August | Connected kW savings x CF x (1 - Controls Factor) x (1 - HVAC Interactive Factor) | Not Available | Not Available | Not Available | Not Available | Not Available | Not Available | Not Available | Not Available | Not Available | Not Available | Not Available
Lighting | Screw Based Bulbs | Commercial & Industrial |  | Health |  | PA | Statewide | 30-2014 | 2014 | Value of information approach to allocate sample to building types with highest uncertainty, n = 495 | Not Available | Not Available | Not Available | Not Available | 2476 | Annual Hours | 47% | Not Available | Percent of hours lights are on during 2 pm to 6 pm, non-holiday weekdays, June- August | Connected kW savings x CF x (1 - Controls Factor) x (1 - HVAC Interactive Factor) | Not Available | Not Available | Not Available | Not Available | Not Available | Not Available | Not Available | Not Available | Not Available | Not Available | Not Available
Lighting | Screw Based Bulbs | Commercial & Industrial |  | Institutional/Public Service |  | PA | Statewide | 30-2014 | 2014 | Value of information approach to allocate sample to building types with highest uncertainty, n = 495 | Not Available | Not Available | Not Available | Not Available | 1456 | Annual Hours | 23% | Not Available | Percent of hours lights are on during 2 pm to 6 pm, non-holiday weekdays, June- August | Connected kW savings x CF x (1 - Controls Factor) x (1 - HVAC Interactive Factor) | Not Available | Not Available | Not Available | Not Available | Not Available | Not Available | Not Available | Not Available | Not Available | Not Available | Not Available
Lighting | Screw Based Bulbs | Commercial & Industrial |  | Lodging |  | PA | Statewide | 30-2014 | 2014 | Value of information approach to allocate sample to building types with highest uncertainty, n = 495 | Not Available | Not Available | Not Available | Not Available | 2925 | Annual Hours | 38% | Not Available | Percent of hours lights are on during 2 pm to 6 pm, non-holiday weekdays, June- August | Connected kW savings x CF x (1 - Controls Factor) x (1 - HVAC Interactive Factor) | Not Available | Not Available | Not Available | Not Available | Not Available | Not Available | Not Available | Not Available | Not Available | Not Available | Not Available
Lighting | Screw Based Bulbs | Commercial & Industrial |  | Miscellaneous |  | PA | Statewide | 30-2014 | 2014 | Value of information approach to allocate sample to building types with highest uncertainty, n = 495 | Not Available | Not Available | Not Available | Not Available | 2001 | Annual Hours | 33% | Not Available | Percent of hours lights are on during 2 pm to 6 pm, non-holiday weekdays, June- August | Connected kW savings x CF x (1 - Controls Factor) x (1 - HVAC Interactive Factor) | Not Available | Not Available | Not Available | Not Available | Not Available | Not Available | Not Available | Not Available | Not Available | Not Available | Not Available
Lighting | Screw Based Bulbs | Commercial & Industrial |  | Office |  | PA | Statewide | 30-2014 | 2014 | Value of information approach to allocate sample to building types with highest uncertainty, n = 495 | Not Available | Not Available | Not Available | Not Available | 1420 | Annual Hours | 26% | Not Available | Percent of hours lights are on during 2 pm to 6 pm, non-holiday weekdays, June- August | Connected kW savings x CF x (1 - Controls Factor) x (1 - HVAC Interactive Factor) | Not Available | Not Available | Not Available | Not Available | Not Available | Not Available | Not Available | Not Available | Not Available | Not Available | Not Available
Lighting | Screw Based Bulbs | Commercial & Industrial |  | Restaurant |  | PA | Statewide | 30-2014 | 2014 | Value of information approach to allocate sample to building types with highest uncertainty, n = 495 | Not Available | Not Available | Not Available | Not Available | 3054 | Annual Hours | 55% | Not Available | Percent of hours lights are on during 2 pm to 6 pm, non-holiday weekdays, June- August | Connected kW savings x CF x (1 - Controls Factor) x (1 - HVAC Interactive Factor) | Not Available | Not Available | Not Available | Not Available | Not Available | Not Available | Not Available | Not Available | Not Available | Not Available | Not Available
Lighting | Screw Based Bulbs | Commercial & Industrial |  | Retail |  | PA | Statewide | 30-2014 | 2014 | Value of information approach to allocate sample to building types with highest uncertainty, n = 495 | Not Available | Not Available | Not Available | Not Available | 2383 | Annual Hours | 56% | Not Available | Percent of hours lights are on during 2 pm to 6 pm, non-holiday weekdays, June- August | Connected kW savings x CF x (1 - Controls Factor) x (1 - HVAC Interactive Factor) | Not Available | Not Available | Not Available | Not Available | Not Available | Not Available | Not Available | Not Available | Not Available | Not Available | Not Available
Lighting | Screw Based Bulbs | Commercial & Industrial |  | Warehouse |  | PA | Statewide | 30-2014 | 2014 | Value of information approach to allocate sample to building types with highest uncertainty, n = 495 | Not Available | Not Available | Not Available | Not Available | 2815 | Annual Hours | 50% | Not Available | Percent of hours lights are on during 2 pm to 6 pm, non-holiday weekdays, June- August | Connected kW savings x CF x (1 - Controls Factor) x (1 - HVAC Interactive Factor) | Not Available | Not Available | Not Available | Not Available | Not Available | Not Available | Not Available | Not Available | Not Available | Not Available | Not Available
Lighting | General Service | Commercial & Industrial |  | Education |  | PA | Statewide | 30-2014 | 2014 | Value of information approach to allocate sample to building types with highest uncertainty, n = 495 | Not Available | Not Available | Not Available | Not Available | 2371 | Annual Hours | 45% | Not Available | Percent of hours lights are on during 2 pm to 6 pm, non-holiday weekdays, June- August | Connected kW savings x CF x (1 - Controls Factor) x (1 - HVAC Interactive Factor) | Not Available | Not Available | Not Available | Not Available | Not Available | Not Available | Not Available | Not Available | Not Available | Not Available | Not Available
Lighting | General Service | Commercial & Industrial |  | Grocery |  | PA | Statewide | 30-2014 | 2014 | Value of information approach to allocate sample to building types with highest uncertainty, n = 495 | Not Available | Not Available | Not Available | Not Available | 6471 | Annual Hours | 93% | Not Available | Percent of hours lights are on during 2 pm to 6 pm, non-holiday weekdays, June- August | Connected kW savings x CF x (1 - Controls Factor) x (1 - HVAC Interactive Factor) | Not Available | Not Available | Not Available | Not Available | Not Available | Not Available | Not Available | Not Available | Not Available | Not Available | Not Available
Lighting | General Service | Commercial & Industrial |  | Health |  | PA | Statewide | 30-2014 | 2014 | Value of information approach to allocate sample to building types with highest uncertainty, n = 495 | Not Available | Not Available | Not Available | Not Available | 2943 | Annual Hours | 52% | Not Available | Percent of hours lights are on during 2 pm to 6 pm, non-holiday weekdays, June- August | Connected kW savings x CF x (1 - Controls Factor) x (1 - HVAC Interactive Factor) | Not Available | Not Available | Not Available | Not Available | Not Available | Not Available | Not Available | Not Available | Not Available | Not Available | Not Available
Lighting | General Service | Commercial & Industrial |  | Institutional/Public Service |  | PA | Statewide | 30-2014 | 2014 | Value of information approach to allocate sample to building types with highest uncertainty, n = 495 | Not Available | Not Available | Not Available | Not Available | 1419 | Annual Hours | 23% | Not Available | Percent of hours lights are on during 2 pm to 6 pm, non-holiday weekdays, June- August | Connected kW savings x CF x (1 - Controls Factor) x (1 - HVAC Interactive Factor) | Not Available | Not Available | Not Available | Not Available | Not Available | Not Available | Not Available | Not Available | Not Available | Not Available | Not Available
Lighting | General Service | Commercial & Industrial |  | Lodging |  | PA | Statewide | 30-2014 | 2014 | Value of information approach to allocate sample to building types with highest uncertainty, n = 495 | Not Available | Not Available | Not Available | Not Available | 3579 | Annual Hours | 45% | Not Available | Percent of hours lights are on during 2 pm to 6 pm, non-holiday weekdays, June- August | Connected kW savings x CF x (1 - Controls Factor) x (1 - HVAC Interactive Factor) | Not Available | Not Available | Not Available | Not Available | Not Available | Not Available | Not Available | Not Available | Not Available | Not Available | Not Available
Lighting | General Service | Commercial & Industrial |  | Miscellaneous |  | PA | Statewide | 30-2014 | 2014 | Value of information approach to allocate sample to building types with highest uncertainty, n = 495 | Not Available | Not Available | Not Available | Not Available | 2830 | Annual Hours | 58% | Not Available | Percent of hours lights are on during 2 pm to 6 pm, non-holiday weekdays, June- August | Connected kW savings x CF x (1 - Controls Factor) x (1 - HVAC Interactive Factor) | Not Available | Not Available | Not Available | Not Available | Not Available | Not Available | Not Available | Not Available | Not Available | Not Available | Not Available
Lighting | General Service | Commercial & Industrial |  | Office |  | PA | Statewide | 30-2014 | 2014 | Value of information approach to allocate sample to building types with highest uncertainty, n = 495 | Not Available | Not Available | Not Available | Not Available | 2294 | Annual Hours | 48% | Not Available | Percent of hours lights are on during 2 pm to 6 pm, non-holiday weekdays, June- August | Connected kW savings x CF x (1 - Controls Factor) x (1 - HVAC Interactive Factor) | Not Available | Not Available | Not Available | Not Available | Not Available | Not Available | Not Available | Not Available | Not Available | Not Available | Not Available
Lighting | General Service | Commercial & Industrial |  | Restaurant |  | PA | Statewide | 30-2014 | 2014 | Value of information approach to allocate sample to building types with highest uncertainty, n = 495 | Not Available | Not Available | Not Available | Not Available | 4747 | Annual Hours | 77% | Not Available | Percent of hours lights are on during 2 pm to 6 pm, non-holiday weekdays, June- August | Connected kW savings x CF x (1 - Controls Factor) x (1 - HVAC Interactive Factor) | Not Available | Not Available | Not Available | Not Available | Not Available | Not Available | Not Available | Not Available | Not Available | Not Available | Not Available
Lighting | General Service | Commercial & Industrial |  | Retail |  | PA | Statewide | 30-2014 | 2014 | Value of information approach to allocate sample to building types with highest uncertainty, n = 495 | Not Available | Not Available | Not Available | Not Available | 2915 | Annual Hours | 66% | Not Available | Percent of hours lights are on during 2 pm to 6 pm, non-holiday weekdays, June- August | Connected kW savings x CF x (1 - Controls Factor) x (1 - HVAC Interactive Factor) | Not Available | Not Available | Not Available | Not Available | Not Available | Not Available | Not Available | Not Available | Not Available | Not Available | Not Available
Lighting | General Service | Commercial & Industrial |  | Warehouse |  | PA | Statewide | 30-2014 | 2014 | Value of information approach to allocate sample to building types with highest uncertainty, n = 495 | Not Available | Not Available | Not Available | Not Available | 2545 | Annual Hours | 48% | Not Available | Percent of hours lights are on during 2 pm to 6 pm, non-holiday weekdays, June- August | Connected kW savings x CF x (1 - Controls Factor) x (1 - HVAC Interactive Factor) | Not Available | Not Available | Not Available | Not Available | Not Available | Not Available | Not Available | Not Available | Not Available | Not Available | Not Available
Lighting | C&I lighting | Large Commercial & Industrial |  | NE-Mass |  | MA | National Grid, NSTAR | 5-2007 | 2007 | Size (based on large or small specified programs)and building type. | 38.31% | 25.14% | 22.42% | 14.14% | 4656 | Full load equivalent lighting hours based on 520 sites | 72.6% | 59.3% | On-Peak ISO NE based calculations. Hourly Avg. Coincidence Factor | Connected kW savings x CF x HVAC Interactive Factor | Gross kW Savings During the Peak Period | Maximum kW Savings | 75.5% | 59% | Seasonal Coincident -holiday week days when the Real-Time System Hourly Load is equal to or greater than 90% of the most recent “50/50” System Peak Load Forecast for the summer and winter seasons. | Not Specified | Connected Load-Average W Period Savings | Connected Load | Not Available | Not Available | Not Available
Lighting | C&I lighting | Small Commercial & Industrial |  | NE-Mass |  | MA | National Grid, NSTAR | 5-2007 | 2007 | Size (based on large or small specified programs)and building type. | 44.61% | 19.42% | 25.46% | 10.51% | 3335 | Full load equivalent lighting hours based on 255 sites | 68.1% | 37.2% | On-Peak ISO NE based calculations. Hourly Avg. Coincidence Factor | Connected kW savings x CF x HVAC Interactive Factor | Gross kW Savings During the Peak Period (Including HVAC Interactive Factor) | Maximum kW Savings | 72.4% | 35.3% | Seasonal Coincident -holiday week days when the Real-Time System Hourly Load is equal to or greater than 90% of the most recent “50/50” System Peak Load Forecast for the summer and winter seasons. | Not Specified | Not Specified | Not Specified | Not Available | Not Available | Not Available
Lighting | C&I lighting | Commercial & Industrial |  | NE-Mass |  | MA | National Grid, NSTAR | 5-2007 | 2007 | Size (based on large or small specified programs)and building type. | 40.96% | 22.58% | 23.96% | 12.5% | 3904.1567 | Full load equivalent lighting hour | 81.68% | 48.21% | On-Peak ISO NE based calculations. Hourly Avg. Coincidence Factor | Connected kW savings x CF x HVAC Interactive Factor | Gross kW Savings During the Peak Period (Including HVAC Interactive Factor) | Maximum kW Savings | 70.36% | 46.93% | Seasonal Coincident -holiday week days when the Real-Time System Hourly Load is equal to or greater than 90% of the most recent “50/50” System Peak Load Forecast for the summer and winter seasons. | Not Specified | Not Specified | Not Specified | Not Available | Not Available | Not Available | Building weights were applied to each Region. Building weight assumptions were derived from CBECS, and MECs (Manufacturing only) using the building quantity and are specific for the regions specified in the "Segment" column. Building weights did not significantly effect the results derived from the unweighted running of the forum tool, but were still applied.
Lighting | C&I lighting | Commercial & Industrial |  | NE-North |  | VT, ME | EMT, EV | 5-2007 | 2007 | Size (based on large or small specified programs)and building type. | 41.13% | 25.3% | 23.75% | 9.821% | 3911.2994 | Full load equivalent lighting hour | 80.9% | 48.78% | On-Peak ISO NE based calculations. Hourly Avg. Coincidence Factor | Connected kW savings x CF x HVAC Interactive Factor | Gross kW Savings During the Peak Period (Including HVAC Interactive Factor) | Maximum kW Savings | 70.41% | 46.86% | Seasonal Coincident -holiday week days when the Real-Time System Hourly Load is equal to or greater than 90% of the most recent “50/50” System Peak Load Forecast for the summer and winter seasons. | Not Specified | Not Specified | Not Specified | Not Available | Not Available | Not Available | Building weights were applied to each Region. Building weight assumptions were derived from CBECS, and MECs (Manufacturing only) using the building quantity and are specific for the regions specified in the "Segment" column. Building weights did not significantly effect the results derived from the unweighted running of the forum tool, but were still applied.
Lighting | C&I lighting | Commercial & Industrial |  | NE-South |  | CT, RI | National Grid, CL&P | 5-2007 | 2007 | Size (based on large or small specified programs)and building type. | 40.86% | 22.55% | 24.13% | 12.47% | 3906.0154 | Full load equivalent lighting hour | 82.34% | 48.18% | On-Peak ISO NE based calculations. Hourly Avg. Coincidence Factor | Connected kW savings x CF x HVAC Interactive Factor | Gross kW Savings During the Peak Period (Including HVAC Interactive Factor) | Maximum kW Savings | 70.62% | 46.92% | Seasonal Coincident -holiday week days when the Real-Time System Hourly Load is equal to or greater than 90% of the most recent “50/50” System Peak Load Forecast for the summer and winter seasons. | Not Specified | Not Specified | Not Specified | Not Available | Not Available | Not Available | Building weights were applied to each Region. Building weight assumptions were derived from CBECS, and MECs (Manufacturing only) using the building quantity and are specific for the regions specified in the "Segment" column. Building weights did not significantly effect the results derived from the unweighted running of the forum tool, but were still applied.
Lighting | C&I lighting | Large Commercial & Industrial |  | NE-North |  | VT, ME | EMT, EV | 5-2007 | 2007 | Size (based on large or small specified programs)and building type. | 38.61% | 25.16% | 22.44% | 13.79% | 4656 | Full load equivalent lighting hours based on 520 sites | 72.6% | 59.3% | On-Peak ISO NE based calculations. Hourly Avg. Coincidence Factor | Connected kW savings x CF x HVAC Interactive Factor | Gross kW Savings During the Peak Period (Including HVAC Interactive Factor) | Maximum kW Savings | 75.5% | 59% | Seasonal Coincident -holiday week days when the Real-Time System Hourly Load is equal to or greater than 90% of the most recent “50/50” System Peak Load Forecast for the summer and winter seasons. | Not Specified | Not Specified | Not Specified | Not Available | Not Available | Not Available
Lighting | C&I lighting | Small Commercial & Industrial |  | NE-North |  | VT, ME | EMT, EV | 5-2007 | 2007 | Size (based on large or small specified programs)and building type. | 44.89% | 19.46% | 25.38% | 10.27% | 3335 | Full load equivalent lighting hours based on 255 sites | 68.1% | 37.2% | On-Peak ISO NE based calculations. Hourly Avg. Coincidence Factor | Connected kW savings x CF x HVAC Interactive Factor | Gross kW Savings During the Peak Period (Including HVAC Interactive Factor) | Maximum kW Savings | 72.4% | 35.3% | Seasonal Coincident -holiday week days when the Real-Time System Hourly Load is equal to or greater than 90% of the most recent “50/50” System Peak Load Forecast for the summer and winter seasons. | Not Specified | Not Specified | Not Specified | Not Available | Not Available | Not Available
Lighting | C&I lighting | Large Commercial & Industrial |  | NE-South |  | CT, RI | National Grid, CL&P | 5-2007 | 2007 | Size (based on large or small specified programs)and building type. | 38.32% | 25.13% | 22.47% | 14.07% | 4656 | Full load equivalent lighting hours based on 520 sites | 72.6% | 59.3% | On-Peak ISO NE based calculations. Hourly Avg. Coincidence Factor | Connected kW savings x CF x HVAC Interactive Factor | Gross kW Savings During the Peak Period (Including HVAC Interactive Factor) | Maximum kW Savings | 75.5% | 59% | Seasonal Coincident -holiday week days when the Real-Time System Hourly Load is equal to or greater than 90% of the most recent “50/50” System Peak Load Forecast for the summer and winter seasons. | Not Specified | Not Specified | Not Specified | Not Available | Not Available | Not Available
Lighting | C&I lighting | Small Commercial & Industrial |  | NE-South |  | CT, RI | National Grid, CL&P | 5-2007 | 2007 | Size (based on large or small specified programs)and building type. | 44.48% | 19.37% | 25.65% | 10.5% | 3335 | Full load equivalent lighting hours based on 255 sites | 68.1% | 37.2% | On-Peak ISO NE based calculations. Hourly Avg. Coincidence Factor | Connected kW savings x CF x HVAC Interactive Factor | Gross kW Savings During the Peak Period (Including HVAC Interactive Factor) | Maximum kW Savings | 72.4% | 35.3% | Seasonal Coincident -holiday week days when the Real-Time System Hourly Load is equal to or greater than 90% of the most recent “50/50” System Peak Load Forecast for the summer and winter seasons. | Not Specified | Not Specified | Not Specified | Not Available | Not Available | Not Available
HVAC | Efficient Unitary HVAC | Commercial & Industrial |  | NE-East mass |  | MA | Ngrid, Nstar | 4-2010 | 2010 | sample based on unit size, small (<11.25 tons), and large (>=11.25 tons). Small n = 293, Large n = 128 | 18.56% | 11.73% | 41.32% | 27.71% | 1173 | Effective Full Load Cooling Hours | 44.88% | Not Available | On-Peak ISO NE based calculations. Hourly Avg. Coincidence Factor. No Winter CF because there is only cooling data. | CF x Full Load kW Savings | Average Hourly kW Savings during Coincident Peak Period | Capacity of Unit x Full Load Efficiency Savings (kW/Ton) | 48.63% | Not Available | ISO-NE FCM Seasonal peak: hourly avg CF, No winter CF because there is only cooling data | Not Specified | Not Specified | Not Specified | Not Available | Not Available | Not Available
HVAC | Efficient Unitary HVAC | Commercial & Industrial |  | NE-North |  | VT, NH, ME | EMT, EV, PSNH | 4-2010 | 2010 | sample based on unit size, small (<11.25 tons), and large (>=11.25 tons). Small n = 1218, Large n = 352 | 18.43% | 9.034% | 45.94% | 25.86% | 755 | Effective Full Load Cooling Hours | 34.21% | Not Available | On-Peak ISO NE based calculations. Hourly Avg. Coincidence Factor. No Winter CF because there is only cooling data. | CF x Full Load kW Savings | Average Hourly kW Savings during Coincident Peak Period | Capacity of Unit x Full Load Efficiency Savings (kW/Ton) | 42.41% | Not Available | ISO-NE FCM Seasonal peak: hourly avg CF, No winter CF because there is only cooling data | Not Specified | Not Specified | Not Specified | Not Available | Not Available | Not Available
HVAC | Efficient Unitary HVAC | Commercial & Industrial |  | NE-South coastal |  |  | CL&P, Ngrid | 4-2010 | 2010 | sample based on unit size, small (<11.25 tons), and large (>=11.25 tons). Small n = 470 and large n = 151 | 18.44% | 11.99% | 40.75% | 28.24% | 855 | Effective Full Load Cooling Hours | 33.97% | Not Available | On-Peak ISO NE based calculations. Hourly Avg. Coincidence Factor. No Winter CF because there is only cooling data. | CF x Full Load kW Savings | Average Hourly kW Savings during Coincident Peak Period | Capacity of Unit x Full Load Efficiency Savings (kW/Ton) | 43.69% | Not Available | ISO-NE FCM Seasonal peak: hourly avg CF, No winter CF because there is only cooling data | Not Specified | Not Specified | Not Specified | Not Available | Not Available | Not Available
HVAC | Efficient Unitary HVAC | Small Commercial & Industrial |  | NE-East mass |  | MA | Ngrid, Nstar | 4-2010 | 2010 | sample based on unit size, small (<11.25 tons), and large (>=11.25 tons). Small n = 293, Large n = 128 | 16.74% | 11.17% | 41.41% | 29.72% | 1104 | Effective Full Load Cooling Hours | 43.45% | Not Available | On-Peak ISO NE based calculations. Hourly Avg. Coincidence Factor. No Winter CF because there is only cooling data. | CF x Full Load kW Savings | Average Hourly kW Savings during Coincident Peak Period | Capacity of Unit x Full Load Efficiency Savings (kW/Ton) | 47.58% | Not Available | ISO-NE FCM Seasonal peak: hourly avg CF, No winter CF because there is only cooling data | Not Specified | Not Specified | Not Specified | Not Available | Not Available | Not Available
HVAC | Efficient Unitary HVAC | Small Commercial & Industrial |  | NE-North |  | VT, NH, ME | EMT, EV, PSNH | 4-2010 | 2010 | sample based on unit size, small (<11.25 tons), and large (>=11.25 tons). Small n = 1218, Large n = 352 | 18.73% | 9.393% | 45.54% | 25.81% | 829 | Effective Full Load Cooling Hours | 37.2% | Not Available | On-Peak ISO NE based calculations. Hourly Avg. Coincidence Factor. No Winter CF because there is only cooling data. | CF x Full Load kW Savings | Average Hourly kW Savings during Coincident Peak Period | Capacity of Unit x Full Load Efficiency Savings (kW/Ton) | 45.19% | Not Available | ISO-NE FCM Seasonal peak: hourly avg CF, No winter CF because there is only cooling data | Not Specified | Not Specified | Not Specified | Not Available | Not Available | Not Available
HVAC | Efficient Unitary HVAC | Small Commercial & Industrial |  | NE-South coastal |  |  | CL&P, Ngrid | 4-2010 | 2010 | sample based on unit size, small (<11.25 tons), and large (>=11.25 tons). Small n = 470 and large n = 151 | 19.87% | 12.41% | 39.37% | 27.81% | 932 | Effective Full Load Cooling Hours | 34.98% | Not Available | On-Peak ISO NE based calculations. Hourly Avg. Coincidence Factor. No Winter CF because there is only cooling data. | CF x Full Load kW Savings | Average Hourly kW Savings during Coincident Peak Period | Capacity of Unit x Full Load Efficiency Savings (kW/Ton) | 43.11% | Not Available | ISO-NE FCM Seasonal peak: hourly avg CF, No winter CF because there is only cooling data | Not Specified | Not Specified | Not Specified | Not Available | Not Available | Not Available
HVAC | Efficient Unitary HVAC | Large Commercial & Industrial |  | NE-East mass |  | MA | Ngrid, Nstar | 4-2010 | 2010 | sample based on unit size, small (<11.25 tons), and large (>=11.25 tons). Small n = 293, Large n = 128 | 19.74% | 11.95% | 41.17% | 26.48% | 1223 | Effective Full Load Cooling Hours | 45.91% | Not Available | On-Peak ISO NE based calculations. Hourly Avg. Coincidence Factor. No Winter CF because there is only cooling data. | CF x Full Load kW Savings | Average Hourly kW Savings during Coincident Peak Period | Capacity of Unit x Full Load Efficiency Savings (kW/Ton) | 49.4% | Not Available | ISO-NE FCM Seasonal peak: hourly avg CF, No winter CF because there is only cooling data | Not Specified | Not Specified | Not Specified | Not Available | Not Available | Not Available
HVAC | Efficient Unitary HVAC | Large Commercial & Industrial |  | NE-North |  | VT, NH, ME | EMT, EV, PSNH | 4-2010 | 2010 | sample based on unit size, small (<11.25 tons), and large (>=11.25 tons). Small n = 1218, Large n = 352 | 18.05% | 8.857% | 46.43% | 25.92% | 679 | Effective Full Load Cooling Hours | 31.13% | Not Available | On-Peak ISO NE based calculations. Hourly Avg. Coincidence Factor. No Winter CF because there is only cooling data. | CF x Full Load kW Savings | Average Hourly kW Savings during Coincident Peak Period | Capacity of Unit x Full Load Efficiency Savings (kW/Ton) | 39.53% | Not Available | ISO-NE FCM Seasonal peak: hourly avg CF, No winter CF because there is only cooling data | Not Specified | Not Specified | Not Specified | Not Available | Not Available | Not Available
HVAC | Efficient Unitary HVAC | Large Commercial & Industrial |  | NE-South coastal |  |  | CL&P, Ngrid | 4-2010 | 2010 | sample based on unit size, small (<11.25 tons), and large (>=11.25 tons). Small n = 470 and large n = 151 | 17.06% | 11.59% | 42.07% | 28.65% | 793 | Effective Full Load Cooling Hours | 33.14% | Not Available | On-Peak ISO NE based calculations. Hourly Avg. Coincidence Factor. No Winter CF because there is only cooling data. | CF x Full Load kW Savings | Average Hourly kW Savings during Coincident Peak Period | Capacity of Unit x Full Load Efficiency Savings (kW/Ton) | 44.16% | Not Available | ISO-NE FCM Seasonal peak: hourly avg CF, No winter CF because there is only cooling data | Not Specified | Not Specified | Not Specified | Not Available | Not Available | Not Available
VFDs | Supply Fans (SF) | Commercial & Industrial |  |  | Prescriptive VSD programs across 12 program administrators across eight states. | All, Northeast and Mid-Atlantic states include Maine, New Hampshire, Vermont, Massachusetts, Rhode Island, Connecticut, Delaware, New York, Pennsylvania, Maryland, and Washington D.C | BG&E, CL&P, Con Edison, EMT, EV, First Energy, LIPA, National Grid, NSTART, NYSERDA, Pepco, PSNH | 2-2013 | 2013 | weather region and equipment type, n = 131 | 48.28% | 18.49% | 24.04% | 9.188% | Not Available | Tool does not provide annual hours, the 8760 data is in kWh saved per hp, which is never zero, as it is aggregated for the sample group. | 38.61% | 35.5% | Not Specified in Study | Motor HP x 0.746 kw/HP x Coincidence Factor | Coincident peak kW/HP savings from tool | Motor HP x 0.746 kW/HP | Not Available | Not Available | Not Available | Not Available | Not Available | Not Available | 2033 | 0.288 | 0.265 | Normalized savings are kWh/hp, Normalized Summer and winter Peak Savings are kW/hp.
VFDs | Return Fans (RF) | Commercial & Industrial |  |  | Prescriptive VSD programs across 12 program administrators in eight states. | All, Northeast and Mid-Atlantic states include Maine, New Hampshire, Vermont, Massachusetts, Rhode Island, Connecticut, Delaware, New York, Pennsylvania, Maryland, and Washington D.C | BG&E, CL&P, Con Edison, EMT, EV, First Energy, LIPA, National Grid, NSTART, NYSERDA, Pepco, PSNH | 2-2013 | 2013 | weather region and equipment type, n = 60 | 53.61% | 13.49% | 26.24% | 6.66% | Not Available | Tool does not provide annual hours, the 8760 data is in kWh saved per hp, which is never zero, as it is aggregated for the sample group. | 31.35% | 36.75% | Not Specified in Study | Motor HP x 0.746 kw/HP x Coincidence Factor | Coincident peak kW/HP savings from tool | Motor HP x 0.746 kW/HP | Not Available | Not Available | Not Available | Not Available | Not Available | Not Available | 1788 | 0.302 | 0.274 | Normalized savings are kWh/hp, Normalized Summer and winter Peak Savings are kW/hp.
VFDs | Cooling Water Pumps (CWP) | Commercial & Industrial |  |  | Prescriptive VSD programs across 12 program administrators in eight states. | All, Northeast and Mid-Atlantic states include Maine, New Hampshire, Vermont, Massachusetts, Rhode Island, Connecticut, Delaware, New York, Pennsylvania, Maryland, and Washington D.C | BG&E, CL&P, Con Edison, EMT, EV, First Energy, LIPA, National Grid, NSTART, NYSERDA, Pepco, PSNH | 2-2013 | 2013 | weather region and equipment type, n = 109 | 45.49% | 21.45% | 22.24% | 10.82% | Not Available | Tool does not provide annual hours, the 8760 data is in kWh saved per hp, which is never zero, as it is aggregated for the sample group. | 45.87% | 25.97% | Not Specified in Study | Motor HP x 0.746 kw/HP x Coincidence Factor | Coincident peak kW/HP savings from tool | Motor HP x 0.746 kW/HP | Not Available | Not Available | Not Available | Not Available | Not Available | Not Available | 1633 | 0.183 | 0.194 | Normalized savings are kWh/hp, Normalized Summer and winter Peak Savings are kW/hp.
VFDs | Hot Water Pumps (HWP) | Commercial & Industrial |  |  | Prescriptive VSD programs across 12 program administrators in eight states. | All, Northeast and Mid-Atlantic states include Maine, New Hampshire, Vermont, Massachusetts, Rhode Island, Connecticut, Delaware, New York, Pennsylvania, Maryland, and Washington D.C | BG&E, CL&P, Con Edison, EMT, EV, First Energy, LIPA, National Grid, NSTART, NYSERDA, Pepco, PSNH | 2-2013 | 2013 | weather region and equipment type, n = 77 | 54.9% | 27% | 12.25% | 5.853% | Not Available | Tool does not provide annual hours, the 8760 data is in kWh saved per hp, which is never zero, as it is aggregated for the sample group. | 32.95% | 34.47% | Not Specified in Study | Motor HP x 0.746 kw/HP x Coincidence Factor | Coincident peak kW/HP savings from tool | Motor HP x 0.746 kW/HP | Not Available | Not Available | Not Available | Not Available | Not Available | Not Available | 1548 | 0.096 | 0.221 | Normalized savings are kWh/hp, Normalized Summer and winter Peak Savings are kW/hp.
VFDs | Water Source Heat Pump Circulation Pumps (WHP) | Commercial & Industrial |  |  | Prescriptive VSD programs across 12 program administrators in eight states. | All, Northeast and Mid-Atlantic states include Maine, New Hampshire, Vermont, Massachusetts, Rhode Island, Connecticut, Delaware, New York, Pennsylvania, Maryland, and Washington D.C | BG&E, CL&P, Con Edison, EMT, EV, First Energy, LIPA, National Grid, NSTART, NYSERDA, Pepco, PSNH | 2-2013 | 2013 | weather region and equipment type, n = 15 | 45.53% | 23.03% | 20.31% | 11.13% | Not Available | Tool does not provide annual hours, the 8760 data is in kWh saved per hp, which is never zero, as it is aggregated for the sample group. | 44.27% | 36% | Not Specified in Study | Motor HP x 0.746 kw/HP x Coincidence Factor | Coincident peak kW/HP savings from tool | Motor HP x 0.746 kW/HP | Not Available | Not Available | Not Available | Not Available | Not Available | Not Available | 2562 | 0.229 | 0.297 | Normalized savings are kWh/hp, Normalized Summer and winter Peak Savings are kW/hp.
Refrigeration | ASDH | Commercial | All Controls (Freezer) | CT, DE, ME, MD, MA, NH, NJ, PA, RI, VT, DC |  | CT, DE, ME, MD, MA, NH, NJ, PA, RI, VT, DC | BG&E, CL&P, Con Edison, EMT, EV, First Energy, LIPA, National Grid, NSTART, NYSERDA, Pepco, PSNH | 40-2014 | 2014 | 40 unique sites in Maryland, Massachusetts, New York, and Rhode Island and secondary data from an additional 19 unique sites in Massachusetts and Connecticut. | 29% | 38% | 15% | 18% | Not Available | Tool does not provide annual hours, the 8760 data is in kWh saved per door, which is never zero, as it is aggregated for the sample group. | 67% | 64% | CF includes interactive savings. Values calculated on Key Savings Metrics Tab of ASDH Loadshape tool | Peak kW = Connected Load x CF | Average Peak Period Savings | Connected Load (130W/Door) | Not Available | Not Available | Not Available | Not Available | Not Available | Not Available | 773 | Not Available | Not Available | Normalized savings are kWh/door. Regional variation is <1%, so not broken out.
Refrigeration | ASDH | Commercial | On/Off Controls (Freezer) | CT, DE, ME, MD, MA, NH, NJ, PA, RI, VT, DC |  | CT, DE, ME, MD, MA, NH, NJ, PA, RI, VT, DC | BG&E, CL&P, Con Edison, EMT, EV, First Energy, LIPA, National Grid, NSTART, NYSERDA, Pepco, PSNH | 40-2014 | 2014 | 40 unique sites in Maryland, Massachusetts, New York, and Rhode Island and secondary data from an additional 19 unique sites in Massachusetts and Connecticut. | 29% | 37% | 15% | 18% | Not Available | Tool does not provide annual hours, the 8760 data is in kWh saved per door, which is never zero, as it is aggregated for the sample group. | 48% | 45% | CF includes interactive savings. Values calculated on Key Savings Metrics Tab of ASDH Loadshape tool | Peak kW = Connected Load x CF | Average Peak Period Savings | Connected Load (130W/Door) | Not Available | Not Available | Not Available | Not Available | Not Available | Not Available | 546 | Not Available | Not Available | Normalized savings are kWh/door. Regional variation is <1%, so not broken out.
Refrigeration | ASDH | Commercial | Micropulse Controls (Freezer) | CT, DE, ME, MD, MA, NH, NJ, PA, RI, VT, DC |  | CT, DE, ME, MD, MA, NH, NJ, PA, RI, VT, DC | BG&E, CL&P, Con Edison, EMT, EV, First Energy, LIPA, National Grid, NSTART, NYSERDA, Pepco, PSNH | 40-2014 | 2014 | 40 unique sites in Maryland, Massachusetts, New York, and Rhode Island and secondary data from an additional 19 unique sites in Massachusetts and Connecticut. | 29% | 38% | 15% | 18% | Not Available | Tool does not provide annual hours, the 8760 data is in kWh saved per door, which is never zero, as it is aggregated for the sample group. | 70% | 65% | CF includes interactive savings. Values calculated on Key Savings Metrics Tab of ASDH Loadshape tool | Peak kW = Connected Load x CF | Average Peak Period Savings | Connected Load (130W/Door) | Not Available | Not Available | Not Available | Not Available | Not Available | Not Available | 821 | Not Available | Not Available | Normalized savings are kWh/door. Regional variation is <1%, so not broken out.
Refrigeration | ASDH | Commercial | All Controls (Cooler) | CT, DE, ME, MD, MA, NH, NJ, PA, RI, VT, DC |  | CT, DE, ME, MD, MA, NH, NJ, PA, RI, VT, DC | BG&E, CL&P, Con Edison, EMT, EV, First Energy, LIPA, National Grid, NSTART, NYSERDA, Pepco, PSNH | 40-2014 | 2014 | 40 unique sites in Maryland, Massachusetts, New York, and Rhode Island and secondary data from an additional 19 unique sites in Massachusetts and Connecticut. | 29% | 38% | 15% | 18% | Not Available | Tool does not provide annual hours, the 8760 data is in kWh saved per door, which is never zero, as it is aggregated for the sample group. | 55% | 53% | CF includes interactive savings. Values calculated on Key Savings Metrics Tab of ASDH Loadshape tool | Peak kW = Connected Load x CF | Average Peak Period Savings | Connected Load (130W/Door) | Not Available | Not Available | Not Available | Not Available | Not Available | Not Available | 646 | Not Available | Not Available | Normalized savings are kWh/door. Regional variation is <1%, so not broken out.
Refrigeration | ASDH | Commercial | On/Off Controls (Cooler) | CT, DE, ME, MD, MA, NH, NJ, PA, RI, VT, DC |  | CT, DE, ME, MD, MA, NH, NJ, PA, RI, VT, DC | BG&E, CL&P, Con Edison, EMT, EV, First Energy, LIPA, National Grid, NSTART, NYSERDA, Pepco, PSNH | 40-2014 | 2014 | 40 unique sites in Maryland, Massachusetts, New York, and Rhode Island and secondary data from an additional 19 unique sites in Massachusetts and Connecticut. | 29% | 38% | 15% | 18% | Not Available | Tool does not provide annual hours, the 8760 data is in kWh saved per door, which is never zero, as it is aggregated for the sample group. | 40% | 38% | CF includes interactive savings. Values calculated on Key Savings Metrics Tab of ASDH Loadshape tool | Peak kW = Connected Load x CF | Average Peak Period Savings | Connected Load (130W/Door) | Not Available | Not Available | Not Available | Not Available | Not Available | Not Available | 456 | Not Available | Not Available | Normalized savings are kWh/door. Regional variation is <1%, so not broken out.
Refrigeration | ASDH | Commercial | Micropulse Controls (Cooler) | CT, DE, ME, MD, MA, NH, NJ, PA, RI, VT, DC |  | CT, DE, ME, MD, MA, NH, NJ, PA, RI, VT, DC | BG&E, CL&P, Con Edison, EMT, EV, First Energy, LIPA, National Grid, NSTART, NYSERDA, Pepco, PSNH | 40-2014 | 2014 | 40 unique sites in Maryland, Massachusetts, New York, and Rhode Island and secondary data from an additional 19 unique sites in Massachusetts and Connecticut. | 29% | 38% | 15% | 18% | Not Available | Tool does not provide annual hours, the 8760 data is in kWh saved per door, which is never zero, as it is aggregated for the sample group. | 58% | 54% | CF includes interactive savings. Values calculated on Key Savings Metrics Tab of ASDH Loadshape tool | Peak kW = Connected Load x CF | Average Peak Period Savings | Connected Load (130W/Door) | Not Available | Not Available | Not Available | Not Available | Not Available | Not Available | 686 | Not Available | Not Available | Normalized savings are kWh/door. Regional variation is <1%, so not broken out.
Refrigeration | Evaporator Fan Controls | Commercial | SP to ECM Retrofit (freezer) | CT, DE, ME, MD, MA, NH, NJ, PA, RI, VT, DC |  | CT, DE, ME, MD, MA, NH, NJ, PA, RI, VT, DC | BG&E, CL&P, Con Edison, EMT, EV, First Energy, LIPA, National Grid, NSTART, NYSERDA, Pepco, PSNH | 40-2014 | 2014 | 40 unique sites in Maryland, Massachusetts, New York, and Rhode Island and secondary data from an additional 19 unique sites in Massachusetts and Connecticut. | 30% | 37% | 16% | 18% | Not Available | Tool does not provide annual hours, the 8760 data is in kWh saved per door, which is never zero, as it is aggregated for the sample group. | 98.32% | 97.8% | CF includes interactive savings. A large proportion of this measure is from interactive effects, while the denominator only includes motor full load operating power. In some cases CF is very low or negative. | Peak kW = Connected Load x CF | Average Peak Period Savings | Connected Load (2088W/motor) | Not Available | Not Available | Not Available | Not Available | Not Available | Not Available | 17944 | Not Available | Not Available | Normalized savings are kWh/hp connected load. Regional variation is <1%, so not broken out.
Refrigeration | Evaporator Fan Controls | Commercial | EF Controls on SP Motor (All) (Freezer) | CT, DE, ME, MD, MA, NH, NJ, PA, RI, VT, DC |  | CT, DE, ME, MD, MA, NH, NJ, PA, RI, VT, DC | BG&E, CL&P, Con Edison, EMT, EV, First Energy, LIPA, National Grid, NSTART, NYSERDA, Pepco, PSNH | 40-2014 | 2014 | 40 unique sites in Maryland, Massachusetts, New York, and Rhode Island and secondary data from an additional 19 unique sites in Massachusetts and Connecticut. | 27% | 40% | 14% | 19% | Not Available | Tool does not provide annual hours, the 8760 data is in kWh saved per door, which is never zero, as it is aggregated for the sample group. | 127.5% | 127.6% | CF includes interactive savings. A large proportion of this measure is from interactive effects, while the denominator only includes motor full load operating power. In some cases CF is very low or negative. | Peak kW = Connected Load x CF | Average Peak Period Savings | Connected Load (758.5W/motor) | Not Available | Not Available | Not Available | Not Available | Not Available | Not Available | 10048 | Not Available | Not Available | Normalized savings are kWh/hp connected load. Regional variation is <1%, so not broken out. CFs >100 are correct based on study results.
Refrigeration | Evaporator Fan Controls | Commercial | EF Controls on SP Motor (OnOff) (Freezer) | CT, DE, ME, MD, MA, NH, NJ, PA, RI, VT, DC |  | CT, DE, ME, MD, MA, NH, NJ, PA, RI, VT, DC | BG&E, CL&P, Con Edison, EMT, EV, First Energy, LIPA, National Grid, NSTART, NYSERDA, Pepco, PSNH | 40-2014 | 2014 | 40 unique sites in Maryland, Massachusetts, New York, and Rhode Island and secondary data from an additional 19 unique sites in Massachusetts and Connecticut. | 25% | 41% | 13% | 20% | Not Available | Tool does not provide annual hours, the 8760 data is in kWh saved per door, which is never zero, as it is aggregated for the sample group. | 130.5% | 129.3% | CF includes interactive savings. A large proportion of this measure is from interactive effects, while the denominator only includes motor full load operating power. In some cases CF is very low or negative. | Peak kW = Connected Load x CF | Average Peak Period Savings | Connected Load (758.5W/motor) | Not Available | Not Available | Not Available | Not Available | Not Available | Not Available | 10991 | Not Available | Not Available | Normalized savings are kWh/hp connected load. Regional variation is <1%, so not broken out. CFs >100 are correct based on study results.
Refrigeration | Evaporator Fan Controls | Commercial | EF Controls on SP Motor (MS)(Freezer) | CT, DE, ME, MD, MA, NH, NJ, PA, RI, VT, DC |  | CT, DE, ME, MD, MA, NH, NJ, PA, RI, VT, DC | BG&E, CL&P, Con Edison, EMT, EV, First Energy, LIPA, National Grid, NSTART, NYSERDA, Pepco, PSNH | 40-2014 | 2014 | 40 unique sites in Maryland, Massachusetts, New York, and Rhode Island and secondary data from an additional 19 unique sites in Massachusetts and Connecticut. | 28% | 39% | 15% | 19% | Not Available | Tool does not provide annual hours, the 8760 data is in kWh saved per door, which is never zero, as it is aggregated for the sample group. | 124.6% | 126% | CF includes interactive savings. A large proportion of this measure is from interactive effects, while the denominator only includes motor full load operating power. In some cases CF is very low or negative. | Peak kW = Connected Load x CF | Average Peak Period Savings | Connected Load (758.5W/motor) | Not Available | Not Available | Not Available | Not Available | Not Available | Not Available | 9178 | Not Available | Not Available | Normalized savings are kWh/hp connected load. Regional variation is <1%, so not broken out. CFs >100 are correct based on study results. CFs >100 are correct based on study results.
Refrigeration | Evaporator Fan Controls | Commercial | EF Controls on ECM (All)(Freezer) | CT, DE, ME, MD, MA, NH, NJ, PA, RI, VT, DC |  | CT, DE, ME, MD, MA, NH, NJ, PA, RI, VT, DC | BG&E, CL&P, Con Edison, EMT, EV, First Energy, LIPA, National Grid, NSTART, NYSERDA, Pepco, PSNH | 40-2014 | 2014 | 40 unique sites in Maryland, Massachusetts, New York, and Rhode Island and secondary data from an additional 19 unique sites in Massachusetts and Connecticut. | 27% | 40% | 14% | 19% | Not Available | Tool does not provide annual hours, the 8760 data is in kWh saved per door, which is never zero, as it is aggregated for the sample group. | 46.28% | 46.41% | CF includes interactive savings. A large proportion of this measure is from interactive effects, while the denominator only includes motor full load operating power. In some cases CF is very low or negative. | Peak kW = Connected Load x CF | Average Peak Period Savings | Connected Load (758.5W/motor) | Not Available | Not Available | Not Available | Not Available | Not Available | Not Available | 3650 | Not Available | Not Available | Normalized savings are kWh/hp connected load. Regional variation is <1%, so not broken out.
Refrigeration | Evaporator Fan Controls | Commercial | EF Controls on ECM (OnOff)(Freezer) | CT, DE, ME, MD, MA, NH, NJ, PA, RI, VT, DC |  | CT, DE, ME, MD, MA, NH, NJ, PA, RI, VT, DC | BG&E, CL&P, Con Edison, EMT, EV, First Energy, LIPA, National Grid, NSTART, NYSERDA, Pepco, PSNH | 40-2014 | 2014 | 40 unique sites in Maryland, Massachusetts, New York, and Rhode Island and secondary data from an additional 19 unique sites in Massachusetts and Connecticut. | 25% | 41% | 13% | 20% | Not Available | Tool does not provide annual hours, the 8760 data is in kWh saved per door, which is never zero, as it is aggregated for the sample group. | 47.46% | 46.93% | CF includes interactive savings. A large proportion of this measure is from interactive effects, while the denominator only includes motor full load operating power. In some cases CF is very low or negative. | Peak kW = Connected Load x CF | Average Peak Period Savings | Connected Load (758.5W/motor) | Not Available | Not Available | Not Available | Not Available | Not Available | Not Available | 3992 | Not Available | Not Available | Normalized savings are kWh/hp connected load. Regional variation is <1%, so not broken out.
Refrigeration | Evaporator Fan Controls | Commercial | EF Controls on ECM (MS)(Freezer) | CT, DE, ME, MD, MA, NH, NJ, PA, RI, VT, DC |  | CT, DE, ME, MD, MA, NH, NJ, PA, RI, VT, DC | BG&E, CL&P, Con Edison, EMT, EV, First Energy, LIPA, National Grid, NSTART, NYSERDA, Pepco, PSNH | 40-2014 | 2014 | 40 unique sites in Maryland, Massachusetts, New York, and Rhode Island and secondary data from an additional 19 unique sites in Massachusetts and Connecticut. | 28% | 39% | 15% | 19% | Not Available | Tool does not provide annual hours, the 8760 data is in kWh saved per door, which is never zero, as it is aggregated for the sample group. | 45.22% | 32.56% | CF includes interactive savings. A large proportion of this measure is from interactive effects, while the denominator only includes motor full load operating power. In some cases CF is very low or negative. | Peak kW = Connected Load x CF | Average Peak Period Savings | Connected Load (758.5W/motor) | Not Available | Not Available | Not Available | Not Available | Not Available | Not Available | 3334 | Not Available | Not Available | Normalized savings are kWh/hp connected load. Regional variation is <1%, so not broken out.
Refrigeration | Evaporator Fan Controls | Commercial | SP to ECM Retrofit (cooler) | CT, DE, ME, MD, MA, NH, NJ, PA, RI, VT, DC |  | CT, DE, ME, MD, MA, NH, NJ, PA, RI, VT, DC | BG&E, CL&P, Con Edison, EMT, EV, First Energy, LIPA, National Grid, NSTART, NYSERDA, Pepco, PSNH | 40-2014 | 2014 | 40 unique sites in Maryland, Massachusetts, New York, and Rhode Island and secondary data from an additional 19 unique sites in Massachusetts and Connecticut. | 30% | 37% | 15% | 18% | Not Available | Tool does not provide annual hours, the 8760 data is in kWh saved per door, which is never zero, as it is aggregated for the sample group. | 77.06% | 77.01% | CF includes interactive savings. A large proportion of this measure is from interactive effects, while the denominator only includes motor full load operating power. In some cases CF is very low or negative. | Peak kW = Connected Load x CF | Average Peak Period Savings | Connected Load (2088W/motor) | Not Available | Not Available | Not Available | Not Available | Not Available | Not Available | 17944 | Not Available | Not Available | Normalized savings are kWh/hp connected load. Regional variation is <1%, so not broken out.
Refrigeration | Evaporator Fan Controls | Commercial | EF Controls on SP Motor (All) (cooler) | CT, DE, ME, MD, MA, NH, NJ, PA, RI, VT, DC |  | CT, DE, ME, MD, MA, NH, NJ, PA, RI, VT, DC | BG&E, CL&P, Con Edison, EMT, EV, First Energy, LIPA, National Grid, NSTART, NYSERDA, Pepco, PSNH | 40-2014 | 2014 | 40 unique sites in Maryland, Massachusetts, New York, and Rhode Island and secondary data from an additional 19 unique sites in Massachusetts and Connecticut. | 27% | 40% | 14% | 19% | Not Available | Tool does not provide annual hours, the 8760 data is in kWh saved per door, which is never zero, as it is aggregated for the sample group. | 100% | 100.5% | CF includes interactive savings. A large proportion of this measure is from interactive effects, while the denominator only includes motor full load operating power. In some cases CF is very low or negative. | Peak kW = Connected Load x CF | Average Peak Period Savings | Connected Load (758.5W/motor) | Not Available | Not Available | Not Available | Not Available | Not Available | Not Available | 10048 | Not Available | Not Available | Normalized savings are kWh/hp connected load. Regional variation is <1%, so not broken out. CFs >100 are correct based on study results.
Refrigeration | Evaporator Fan Controls | Commercial | EF Controls on SP Motor (OnOff) (cooler) | CT, DE, ME, MD, MA, NH, NJ, PA, RI, VT, DC |  | CT, DE, ME, MD, MA, NH, NJ, PA, RI, VT, DC | BG&E, CL&P, Con Edison, EMT, EV, First Energy, LIPA, National Grid, NSTART, NYSERDA, Pepco, PSNH | 40-2014 | 2014 | 40 unique sites in Maryland, Massachusetts, New York, and Rhode Island and secondary data from an additional 19 unique sites in Massachusetts and Connecticut. | 25% | 41% | 13% | 20% | Not Available | Tool does not provide annual hours, the 8760 data is in kWh saved per door, which is never zero, as it is aggregated for the sample group. | 102.4% | 102% | CF includes interactive savings. A large proportion of this measure is from interactive effects, while the denominator only includes motor full load operating power. In some cases CF is very low or negative. | Peak kW = Connected Load x CF | Average Peak Period Savings | Connected Load (758.5W/motor) | Not Available | Not Available | Not Available | Not Available | Not Available | Not Available | 10991 | Not Available | Not Available | Normalized savings are kWh/hp connected load. Regional variation is <1%, so not broken out. CFs >100 are correct based on study results. CFs >100 are correct based on study results.
Refrigeration | Evaporator Fan Controls | Commercial | EF Controls on SP Motor (MS)(cooler) | CT, DE, ME, MD, MA, NH, NJ, PA, RI, VT, DC |  | CT, DE, ME, MD, MA, NH, NJ, PA, RI, VT, DC | BG&E, CL&P, Con Edison, EMT, EV, First Energy, LIPA, National Grid, NSTART, NYSERDA, Pepco, PSNH | 40-2014 | 2014 | 40 unique sites in Maryland, Massachusetts, New York, and Rhode Island and secondary data from an additional 19 unique sites in Massachusetts and Connecticut. | 28% | 39% | 15% | 19% | Not Available | Tool does not provide annual hours, the 8760 data is in kWh saved per door, which is never zero, as it is aggregated for the sample group. | 97.76% | 99.34% | CF includes interactive savings. A large proportion of this measure is from interactive effects, while the denominator only includes motor full load operating power. In some cases CF is very low or negative. | Peak kW = Connected Load x CF | Average Peak Period Savings | Connected Load (758.5W/motor) | Not Available | Not Available | Not Available | Not Available | Not Available | Not Available | 9178 | Not Available | Not Available | Normalized savings are kWh/hp connected load. Regional variation is <1%, so not broken out.
Refrigeration | Evaporator Fan Controls | Commercial | EF Controls on ECM (All)(cooler) | CT, DE, ME, MD, MA, NH, NJ, PA, RI, VT, DC |  | CT, DE, ME, MD, MA, NH, NJ, PA, RI, VT, DC | BG&E, CL&P, Con Edison, EMT, EV, First Energy, LIPA, National Grid, NSTART, NYSERDA, Pepco, PSNH | 40-2014 | 2014 | 40 unique sites in Maryland, Massachusetts, New York, and Rhode Island and secondary data from an additional 19 unique sites in Massachusetts and Connecticut. | 27% | 40% | 14% | 19% | Not Available | Tool does not provide annual hours, the 8760 data is in kWh saved per door, which is never zero, as it is aggregated for the sample group. | 36.28% | 36.54% | CF includes interactive savings. A large proportion of this measure is from interactive effects, while the denominator only includes motor full load operating power. In some cases CF is very low or negative. | Peak kW = Connected Load x CF | Average Peak Period Savings | Connected Load (758.5W/motor) | Not Available | Not Available | Not Available | Not Available | Not Available | Not Available | 3650 | Not Available | Not Available | Normalized savings are kWh/hp connected load. Regional variation is <1%, so not broken out.
Refrigeration | Evaporator Fan Controls | Commercial | EF Controls on ECM (OnOff)(cooler) | CT, DE, ME, MD, MA, NH, NJ, PA, RI, VT, DC |  | CT, DE, ME, MD, MA, NH, NJ, PA, RI, VT, DC | BG&E, CL&P, Con Edison, EMT, EV, First Energy, LIPA, National Grid, NSTART, NYSERDA, Pepco, PSNH | 40-2014 | 2014 | 40 unique sites in Maryland, Massachusetts, New York, and Rhode Island and secondary data from an additional 19 unique sites in Massachusetts and Connecticut. | 25% | 41% | 13% | 20% | Not Available | Tool does not provide annual hours, the 8760 data is in kWh saved per door, which is never zero, as it is aggregated for the sample group. | 37.2% | 37.07% | CF includes interactive savings. A large proportion of this measure is from interactive effects, while the denominator only includes motor full load operating power. In some cases CF is very low or negative. | Peak kW = Connected Load x CF | Average Peak Period Savings | Connected Load (758.5W/motor) | Not Available | Not Available | Not Available | Not Available | Not Available | Not Available | 3992 | Not Available | Not Available | Normalized savings are kWh/hp connected load. Regional variation is <1%, so not broken out.
Refrigeration | Evaporator Fan Controls | Commercial | EF Controls on ECM (MS)(cooler) | CT, DE, ME, MD, MA, NH, NJ, PA, RI, VT, DC |  | CT, DE, ME, MD, MA, NH, NJ, PA, RI, VT, DC | BG&E, CL&P, Con Edison, EMT, EV, First Energy, LIPA, National Grid, NSTART, NYSERDA, Pepco, PSNH | 40-2014 | 2014 | 40 unique sites in Maryland, Massachusetts, New York, and Rhode Island and secondary data from an additional 19 unique sites in Massachusetts and Connecticut. | 28% | 39% | 15% | 19% | Not Available | Tool does not provide annual hours, the 8760 data is in kWh saved per door, which is never zero, as it is aggregated for the sample group. | 35.49% | 36.02% | CF includes interactive savings. A large proportion of this measure is from interactive effects, while the denominator only includes motor full load operating power. In some cases CF is very low or negative. | Peak kW = Connected Load x CF | Average Peak Period Savings | Connected Load (758.5W/motor) | Not Available | Not Available | Not Available | Not Available | Not Available | Not Available | 3334 | Not Available | Not Available | Normalized savings are kWh/hp connected load. Regional variation is <1%, so not broken out.
Non-Lighting | Non-Lighting | Small Commercial & Industrial |  | All | 2011 SBEA Program | CT | All | 8-2013 | 2013 | MBSS Sampling. n=18 | Not Available | Not Available | Not Available | Not Available | Not Available | Not Available | 57.4% | 49.4% | Not Specified in Study | Connected kW Savings x CF x HVAC Interactive Factor | Average Peak Period Savings | Maximum kW Savings | 58.1% | 42.3% | ISO-NE seasonal peak | Not Specified | Not Specified | Not Specified | Not Available | Not Available | Not Available | Winter peak is estimated, data collection during summer only
Lighting | All | Small Commercial & Industrial |  | All |  | CT | All | 8-2013 | 2013 | MBSS Sampling. n=42 | Not Available | Not Available | Not Available | Not Available | Not Available | Not Available | 66.5% | Not Available | Not Specified in Study | Connected kW Savings x CF x HVAC Interactive Factor | Average Peak Period Savings | Maximum kW Savings | 66.8% | Not Available | ISO-NE seasonal peak | Not Specified | Not Specified | Not Specified | Not Available | Not Available | Not Available
Lighting | All | Small Commercial & Industrial |  | Office |  | CT | All | 8-2013 | 2013 | MBSS Sampling. n=11 | Not Available | Not Available | Not Available | Not Available | Not Available | Not Available | 75% | Not Available | Not Specified in Study | Connected kW Savings x CF x HVAC Interactive Factor | Average Peak Period Savings | Maximum kW Savings | 77.33% | Not Available | ISO-NE seasonal peak | Not Specified | Not Specified | Not Specified | Not Available | Not Available | Not Available
Lighting | All | Small Commercial & Industrial |  | Retail |  | CT | All | 8-2013 | 2013 | MBSS Sampling. n=14 | Not Available | Not Available | Not Available | Not Available | Not Available | Not Available | 68.8% | Not Available | Not Specified in Study | Connected kW Savings x CF x HVAC Interactive Factor | Average Peak Period Savings | Maximum kW Savings | 67.2% | Not Available | ISO-NE seasonal peak | Not Specified | Not Specified | Not Specified | Not Available | Not Available | Not Available
All | All | Large Commercial & Industrial |  | All |  | NH | All Electric | 41-2015 | 2015 | MBSS Sampling. n=45 | Not Available | Not Available | Not Available | Not Available | Not Available | Not Available | 52.3% | 68.8% | Proportion of time that program measures are in use during respective peak period. | Not Specified | Average Peak Period Savings | Maximum kW Savings | Not Available | Not Available | Not Available | Not Available | Not Available | Not Available | Not Available | Not Available | Not Available
All | All | Large Commercial & Industrial |  | Prescriptive |  | NH | All Electric | 41-2015 | 2015 | MBSS Sampling. n=28 | Not Available | Not Available | Not Available | Not Available | Not Available | Not Available | 74.7% | 86.1% | Proportion of time that program measures are in use during respective peak period. | Not Specified | Average Peak Period Savings | Maximum kW Savings | Not Available | Not Available | Not Available | Not Available | Not Available | Not Available | Not Available | Not Available | Not Available
All | All | Large Commercial & Industrial |  | Custom |  | NH | All Electric | 41-2015 | 2015 | MBSS Sampling. n=17 | Not Available | Not Available | Not Available | Not Available | Not Available | Not Available | 15.8% | 51.2% | Proportion of time that program measures are in use during respective peak period. | Not Specified | Average Peak Period Savings | Maximum kW Savings | Not Available | Not Available | Not Available | Not Available | Not Available | Not Available | Not Available | Not Available | Not Available
All | All | Large Commercial & Industrial |  | New Construction |  | NH | All Electric | 41-2015 | 2015 | MBSS Sampling. n=17 | Not Available | Not Available | Not Available | Not Available | Not Available | Not Available | 31.9% | 56.7% | Proportion of time that program measures are in use during respective peak period. | Not Specified | Average Peak Period Savings | Maximum kW Savings | Not Available | Not Available | Not Available | Not Available | Not Available | Not Available | Not Available | Not Available | Not Available
All | All | Large Commercial & Industrial |  | Retrofit |  | NH | All Electric | 41-2015 | 2015 | MBSS Sampling. n=21 | Not Available | Not Available | Not Available | Not Available | Not Available | Not Available | 67.3% | 81% | Proportion of time that program measures are in use during respective peak period. | Not Specified | Average Peak Period Savings | Maximum kW Savings | Not Available | Not Available | Not Available | Not Available | Not Available | Not Available | Not Available | Not Available | Not Available
All | All | Large Commercial & Industrial |  | RFP |  | NH | All Electric | 41-2015 | 2015 | MBSS Sampling. n=4 | Not Available | Not Available | Not Available | Not Available | Not Available | Not Available | 73.4% | 50.5% | Proportion of time that program measures are in use during respective peak period. | Not Specified | Average Peak Period Savings | Maximum kW Savings | Not Available | Not Available | Not Available | Not Available | Not Available | Not Available | Not Available | Not Available | Not Available
Lighting | All | Large Commercial & Industrial |  |  |  | NH | All Electric | 41-2015 | 2015 | MBSS Sampling. n=23 | 41.4% | 25.4% | 20.6% | 12.6% | Not Available | Not Available | 60.2% | 46.47% | Proportion of time that program measures are in use during respective peak period. | Connected kW savings x CF x HVAC Interactive Factor | Average Peak Period Savings | Maximum kW Savings | Not Available | Not Available | Not Available | Not Available | Not Available | Not Available | Not Available | Not Available | Not Available
Lighting | OS | Large Commercial & Industrial |  |  |  | NH | All Electric | 41-2015 | 2015 | MBSS Sampling. n=14 | 42.7% | 24.9% | 20.1% | 21.2% | Not Available | Not Available | 40.3% | 26.1% | Proportion of time that program measures are in use during respective peak period. | Connected kW x CF x HVAC Interactive Factor | Average Peak Period Savings | Maximum kW Savings | Not Available | Not Available | Not Available | Not Available | Not Available | Not Available | Not Available | Not Available | Not Available
Lighting | LED | Large Commercial & Industrial |  |  |  | NH | All Electric | 41-2015 | 2015 | MBSS Sampling. n=9 | 42.6% | 24.2% | 21.2% | 12% | Not Available | Not Available | 82% | 84.3% | Proportion of time that program measures are in use during respective peak period. | Connected kW savings x CF x HVAC Interactive Factor | Average Peak Period Savings | Maximum kW Savings | Not Available | Not Available | Not Available | Not Available | Not Available | Not Available | Not Available | Not Available | Not Available
Process | All | Large Commercial & Industrial |  |  |  | NH | All Electric | 41-2015 | 2015 | MBSS Sampling. n=16 | 33% | 35.8% | 15.6% | 15.6% | Not Available | Not Available | 7% | 57.9% | Proportion of time that program measures are in use during respective peak period. | Connected kW savings x CF | Average Peak Period Savings | Maximum kW Savings | Not Available | Not Available | Not Available | Not Available | Not Available | Not Available | Not Available | Not Available | Not Available
Cooling | All | Large Commercial & Industrial |  |  |  | NH | All Electric | 41-2015 | 2015 | MBSS Sampling. n=8 | 6.8% | 7% | 40.4% | 45.8% | Not Available | Not Available | 73.8% | Not Available | Proportion of time that program measures are in use during respective peak period. | Connected kW savings x CF | Average Peak Period Savings | Maximum kW Savings | Not Available | Not Available | Not Available | Not Available | Not Available | Not Available | Not Available | Not Available | Not Available
All | All | Small Commercial & Industrial |  |  | SBES | NH | All Electric | 42-2011 | 2011 | MBSS Sampling. n=42 | 37% | 29% | 19% | 15% | Not Available | Not Available | 63.2% | 46.7% | Winter is estimated, data collection occurred during summer months | Connected kW Savings x CF x HVAC Interactive Factor | Average Peak Period Savings | Maximum kW Savings | Not Available | Not Available | Not Available | Not Available | Not Available | Not Available | Not Available | Not Available | Not Available
Lighting | All | Small Commercial & Industrial |  |  | SBES | NY | All Electric | 43-2012 | 2012 | MBSS Sampling. n=70 | Not Available | Not Available | Not Available | Not Available | Not Available | Not Available | Not Available | Not Available | Not Available | Not Available | Not Available | Not Available | 56.6% | Not Available | NY defined Peak was July 17, 2012 at hour ending 5pm | Connected kW Savings x CF x HVAC Interactive Factor | Average Peak Period Savings | Maximum kW Savings | Not Available | Not Available | Not Available
Lighting | Occupancy Sensor | Commercial & Industrial |  |  | Direct Install | MA | All, excluding WMECO | 20-2012 | 2012 | non-random stratified by building type n=51 sites | Not Available | Not Available | Not Available | Not Available | Not Available | Not Available | 17% | 13% | Not Specified in Study | Connected kW x CF x HVAC Interactive Factor | Gross kW Savings During the Peak Period | Connected kW of Controlled Fixtures | Not Available | Not Available | Not Available | Not Available | Not Available | Not Available | Not Available | Not Available | Not Available | Study begins on page 146 of documents
Lighting | Occupancy Sensor | Commercial & Industrial |  |  | Direct Install | MA | CLC | 20-2012 | 2012 | non-random stratified by building type n=5 sites | Not Available | Not Available | Not Available | Not Available | Not Available | Not Available | -3% | 5% | Not Specified in Study | Connected kW x CF x HVAC Interactive Factor | Gross kW Savings During the Peak Period | Connected kW of Controlled Fixtures | Not Available | Not Available | Not Available | Not Available | Not Available | Not Available | Not Available | Not Available | Not Available | Study begins on page 146 of documents
Lighting | Occupancy Sensor | Commercial & Industrial |  |  | Direct Install | MA | National Grid | 20-2012 | 2012 | non-random stratified by building type n=19 sites | Not Available | Not Available | Not Available | Not Available | Not Available | Not Available | 22% | 13% | Not Specified in Study | Connected kW x CF x HVAC Interactive Factor | Gross kW Savings During the Peak Period | Connected kW of Controlled Fixtures | Not Available | Not Available | Not Available | Not Available | Not Available | Not Available | Not Available | Not Available | Not Available | Study begins on page 146 of documents
Lighting | Occupancy Sensor | Commercial & Industrial |  |  | Direct Install | MA | NSTAR | 20-2012 | 2012 | non-random stratified by building type n=25 sites | Not Available | Not Available | Not Available | Not Available | Not Available | Not Available | 6% | 12% | Not Specified in Study | Connected kW x CF x HVAC Interactive Factor | Gross kW Savings During the Peak Period | Connected kW of Controlled Fixtures | Not Available | Not Available | Not Available | Not Available | Not Available | Not Available | Not Available | Not Available | Not Available | Study begins on page 146 of documents
Lighting | Occupancy Sensor | Commercial & Industrial |  |  | Direct Install | MA | Unitil | 20-2012 | 2012 | non-random stratified by building type n=2 sites | Not Available | Not Available | Not Available | Not Available | Not Available | Not Available | 80% | 38% | Not Specified in Study | Connected kW x CF x HVAC Interactive Factor | Gross kW Savings During the Peak Period | Connected kW of Controlled Fixtures | Not Available | Not Available | Not Available | Not Available | Not Available | Not Available | Not Available | Not Available | Not Available | Study begins on page 146 of documents
Lighting | Occupancy Sensor | Commercial & Industrial |  |  | Direct Install | MA | WMECO | 20-2012 | 2012 | non-random stratified by building type n=7 sites | Not Available | Not Available | Not Available | Not Available | Not Available | Not Available | 11% | 6% | Not Specified in Study | Connected kW x CF x HVAC Interactive Factor | Gross kW Savings During the Peak Period | Connected kW of Controlled Fixtures | Not Available | Not Available | Not Available | Not Available | Not Available | Not Available | Not Available | Not Available | Not Available | Study begins on page 146 of documents