## FINAL Measures Sorted 8-14
EFFICIENT MEASURE DESCRIPTIVE INFORMATION | [5 empty] | NORMAL REPLACEMENTS INFORMATION | [7 empty] | ELIGIBILITY REQUIREMENTS FOR EARLY REPLACEMENT |  |  |  |  | EARLY REPLACEMENT SAVINGS METHODS | [11 empty] | EARLY REPLACEMENT COST METHODS |  |  |  | OTHER INFORMATION
State - PA | Efficient Measure Description | End Use Category | Fuel Source | Eligible Customer Segments | Other Customer Requirements | State - PA | Efficient Measure Description | EUL for Normal Replacements | Baseline Efficiency for Normal Replacements | Energy Savings for Normal Replacements | Baseline Cost for Normal Replacements | Efficient Equipment Cost for Normal Replacements | Rebates and Incentives for Normal Replacements | State - PA | Efficient Measure Description | Old Equipment - Efficiency Requirement | Old Equipment - Age Requirement | Old Equipment - Other Requirements | State - PA | Efficient Measure Description | Early Replacement Savings | Early Replacement Rebates and Incentives | Dual Baselines Used? | Savings Calculations - Other Method Description | RUL? | RUL from Study/Field | Type of RUL (single baseline) | Old Equipment - Remaining Useful Life (RUL) | Old Equipment - Efficiency for Savings Calcs | Assumed Efficiency after RUL (if Dual Baselines) | State - PA | Efficient Measure Description | Early Replacement Cost - Fixed Amount or Calculated | Early Replacement Cost - Calculation Method | State - PA | Efficient Measure Description | Other Information | Info Sources Used
IL - Ameren | Air Source Heat Pump | HVAC | Electric | Residential |  | IL - Ameren | Air Source Heat Pump | 18 yrs | Federal minimum standard (SEER 13, EER 11, 7.7 HSPF) | Calculated (based on SEER, EER, HSPF and Climate Zone); Avg ex-ante per-unit savings of 1,061 kWh | Based on US DOE EERE data, dependent on tier | Based on US DOE EERE data, dependent on tier | SEER 14.5-14.9 $150; SEER 15.0-15.9 $200; SEER 16+ 300 | IL - Ameren | Air Source Heat Pump | SEER <=10 | NONE | Cost of any repairs <$249 per ton | IL - Ameren | Air Source Heat Pump | Calculated (based on SEER, EER, HSPF and Climate Zone); Avg per-unit savings of 5,907 kWh | SEER 14.5-14.9 $450; SEER 15.0-15.9 $500; SEER 16+ 600 | Yes | DUAL BASELINE - Savings are calculated between existing unit and efficient unit consumption during the remaining life of the existing unit, and between new baseline unit and efficient unit consumption for the remainder of the measure life. | Y |  |  | RUL=6 years (Assumed to be one third of EUL. EUL in turn is based on 2007 GDS Associates "Measure Life Report, Residential and Commercial/Industrial Lighting and HVAC Measures" study) | Determined from application info | Future federal efficiency standard | IL - Ameren | Air Source Heat Pump | Fixed Amount (per SEER & tonnage) | NPV of New Equipment Cost moved forward by RUL | IL - Ameren | Air Source Heat Pump |  | Impact and Process Evaluation of Ameren Illinois Company's Residential HVAC Program (PY5); Illinois Statewide Techincal Reference Manual for Energy Efficiency
OH - Dayton Power & Light | Air Source Heat Pump | HVAC | Electric | Residential |  | OH - Dayton Power & Light | Air-Source Heat-Pump | 18 yrs | Mimimum ENERGY STAR efficiency level standard (14.5 SEER & 12 EER) | Identified through annual review of customer billing data, program tracking data, draft Ohio TRM algorithms and assumptions, and primary and secondary data. | Actual cost of minimum federal efficiency level standards | Per-ton costs based on data provided in draft Ohio TRM | SEER 14-15 $200 SEER 16+ $300 | OH - Dayton Power & Light | Air-Source Heat-Pump | NONE | Less than 20 yrs if customer is applying for ER measure and equipment is non-functioning | Less than $1,000 repair cost if customer is applying for ER measure and equipment is non-functioning | OH - Dayton Power & Light | Air-Source Heat-Pump | Identified through annual review of customer billing data, program tracking data, draft Ohio TRM algorithms and assumptions, and primary and secondary data. | SEER 14-15 $400 SEER 16+ $600 | Yes |  | Y |  |  | 5 yrs | Actual-from program tracking data | Minimum federal efficiency level standards | OH - Dayton Power & Light | Air-Source Heat-Pump | Calculated | Methodology articulated in draft OH TRM; SEER 14=$137/ton, SEER 15=$274/ton, SEER 16=$411/ton, SEER 17=$4548/ton, SEER 18=$685/ton; discount rate of 5% | OH - Dayton Power & Light | Air-Source Heat-Pump | New measure in 2012; no early replacement information in Ohio TRM | State of Ohio Energy Efficiency Technical Reference Manual; DP&L Portfolio Plan 2013-2015; 2010, 2011, 2012, 2013 Portfolio Status Report
CT - CL&P, UI, CNG, SCG, Yankeegas, Energize Connecticut | Boiler | HVAC | Gas, Oil | Residential |  | CT - CL&P, UI, CNG, SCG, Yankeegas, Energize Connecticut | Boiler | 20 years, from Appliance Magazine. U.S. Appliance Industry: Market Share, Life Expectancy & Replacement Market, and Saturation Levels. January 2010. Page 10. | 80% | Calculated, based on area being heated, AFUE of new unit, and heating factor, which is based on the age of the home and has units of BTU/SF/Year |  |  | 750 | CT - CL&P, UI, CNG, SCG, Yankeegas, Energize Connecticut | Boiler | NONE | NONE | Must be working, if found not to be working, it becomes a lost opportunity project | CT - CL&P, UI, CNG, SCG, Yankeegas, Energize Connecticut | Boiler | Calculated, based on heated area, heating load factor (based on home age), and the deemed value of the AFUE of the existing boiler (based on boiler age) | 1000 | Yes | The same algorithm is used for normal and early replacement. Only the AFUE values are changed. The existing boiler AFUE is determined from the boiler's age and deemed values from the PSD. These efficiency values come from: ENERGY STAR Microsoft Excel tool, “Life Cycle Cost Estimate for an ENERGY STAR Residential Furnace,” http://www.energystar.gov/ia/business/bulk_purchasing/bpsavings_calc/Calc_Furnaces.xls, last updated July, 2009, last accessed August 6, 2012. The fossil fuel savings for this measure are calculated using the same methodology as the ENERGY STAR Boiler calculator, which is located on the ENERGY STAR Website. The calculator uses the home’s year of construction, location, and area to determine the home’s annual heating load. The age of the boiler is used to determine the efficiency. | Y |  |  | 5 years, no source | Deemed, based on boiler age | Same as normal replacement (80%) | CT - CL&P, UI, CNG, SCG, Yankeegas, Energize Connecticut | Boiler |  |  | CT - CL&P, UI, CNG, SCG, Yankeegas, Energize Connecticut | Boiler | Early Retirement savings are shown as the sum of the lost opportunity savings (normal replacement) and the retrofit savings (RUL of existing unit against existing unit efficiency). When a boiler is also used for domestic hot water, those savings are also included and are estimated using the hot water load from the water heater program | Connecticut Program Savings Documentation 2013, Energize Connecticut website, Star Supply website
MA - National Grid, NSTAR, Cape Light Compact, Unitil, WMECo, Columbia Gas, New England Gas, Blackstone Gas, Berkshire Gas | Boiler | HVAC | Natural Gas | Residential |  | MA - National Grid, NSTAR, Cape Light Compact, Unitil, WMECo, Columbia Gas, New England Gas, Blackstone Gas, Berkshire Gas | Boiler | 20 yrs, from EPA study of Life Cycle Cost Estimate for ENERGY STAR Qualified Boilers | AFUE of 80% for steam, 82% for forced hot water, based on code | Deemed at 10.4 MMBTU for forced hot water, 3.5 MMBTU for steam. Values come from these two sources: The Cadmus Group, Inc. (2012) Memo to HEHE Program Administrators Re: Impacts of Upcoming Federal Standards on HEHE Gas Space and Water Heating Measures; June 8, 2012, GDS Associates, Inc. (2009). Natural Gas Energy Efficiency Potential in Massachusetts. Prepared for GasNetworks |  | 2883 forced hot water incremental cost, 400 for steam, don’t offer anymore for steam normal replacement | 1000-1500 | MA - National Grid, NSTAR, Cape Light Compact, Unitil, WMECo, Columbia Gas, New England Gas, Blackstone Gas, Berkshire Gas | Boiler | NONE | >=30 years | Must be functioning | MA - National Grid, NSTAR, Cape Light Compact, Unitil, WMECo, Columbia Gas, New England Gas, Blackstone Gas, Berkshire Gas | Boiler | Deemed at 23.6 + 10.4 = 34 MMBTU for forced hot water, 43.9 + 3.5 = 47.4 MMBTU for steam. The first number for each is the savings for the RUL of the existing boiler. The second value is the savings for the efficient new boiler over baseline for the EUL-RUL (10 years) of the new boiler. | 1900 | Yes | Deemed values based on two different sources of information: #1: The Cadmus Group, Inc. (2012) Memo to HEHE Program Administrators Re: Impacts of Upcoming Federal Standards on HEHE Gas Space and Water Heating Measures; June 8, 2012 #2: GDS Associates, Inc. (2009). Natural Gas Energy Efficiency Potential in Massachusetts. Prepared for GasNetworks Savings are based on old equipment efficiency and code baseline for RUL of existing boiler and code baseline and AFUE values of 93% for forced hot water and 82% for steam for the new boiler's EUL | Y |  |  | 10 yrs, based on agreed-upon value with EEAC consultants for the purpose of counting savings and adjusting costs | Assumed at 65% AFUE for forced hot water boilers, 55% for steam boilers, based on estimated efficiency of a 30 year old boiler | AFUE of 80% for steam, 82% for forced hot water, based on code | MA - National Grid, NSTAR, Cape Light Compact, Unitil, WMECo, Columbia Gas, New England Gas, Blackstone Gas, Berkshire Gas | Boiler | 4127 for forced hot water, 2046 for steam | Uses method described in "Correcting Common Errors in Demand-Side Management Cost-Benefit Analysis". It is determined using a discount rate, the existing boiler age, the new boiler lifetime, the high efficiency boiler cost, the baseline boiler cost, and the remaining useful life of the existing boiler and putting them into an alogrithm that takes into account the time value of money. | MA - National Grid, NSTAR, Cape Light Compact, Unitil, WMECo, Columbia Gas, New England Gas, Blackstone Gas, Berkshire Gas | Boiler | This program was designed to remove very old boilers from homes. To qualify for the extra incentive, the existing boiler needs to be at least 30 years old. This is not a new program but a new way of counting savings. They are now claiming some additional savings (and lower lifetime) in the HEHE program to account for the % of equipment that was early retirement based on a recent evaluation study. | Massachusetts TRM, Rhode Island 2014 TRM
MA - National Grid, NSTAR, Cape Light Compact, Unitil, WMECo, Columbia Gas, New England Gas, Blackstone Gas, Berkshire Gas | Boiler | HVAC | Oil, Propane | Residential |  | MA - National Grid, NSTAR, Cape Light Compact, Unitil, WMECo, Columbia Gas, New England Gas, Blackstone Gas, Berkshire Gas | Boiler | 20 yrs, from EPA study of Life Cycle Cost Estimate for ENERGY STAR Qualified Boilers | AFUE of 80%, based on code | Deemed at 8.5, 3.5, 16, and 3.5 MMBtu for oil forced hot water, oil steam, propane forced hot water, and propane steam boilers, respectively |  | 500 incremental, 2833 for propane | 1000-1500, depending on efficiency | MA - National Grid, NSTAR, Cape Light Compact, Unitil, WMECo, Columbia Gas, New England Gas, Blackstone Gas, Berkshire Gas | Boiler | NONE | >= 30 years | Must be functioning | MA - National Grid, NSTAR, Cape Light Compact, Unitil, WMECo, Columbia Gas, New England Gas, Blackstone Gas, Berkshire Gas | Boiler | Deemed at 25.4, 26.3, 24, 26.3 MMBtu for Oil Forced Hot Water, Oil Steam, Propane Forced Hot Water, and Propane Steam boilers for the early retirement portion of the measure and 8.5, 3.5, 16, 3.5 MMBtu for the rest of the life of the new unit after the RUL of the existing unit. The total savings is the sum of the two corresponding values for each boiler type. (RUL (10 years) for new unit versus existing unit, then EUL-RUL (10 years) for new unit vs. baseline unit) | 1750 for oil forced hot water, 3500 for propane | Yes | Savings calculated using information from Natural Gas Energy Efficiency Potential in Massachusetts by GDS Associates in 2009. For the first 10 years (RUL), the baseline is 65% efficiency and the efficient case is 80% efficiency. After RUL, the baseline efficiency is 80% and the efficient case is 82% for steam boilers, 85% for forced hot water oil boilers, and 90% for forced hot water propane boilers | Y |  |  | 10 yrs, from agreed-upon value from EEAC consultants | Assumed to be 65% AFUE | Code-compliant AFUE 80% boiler | MA - National Grid, NSTAR, Cape Light Compact, Unitil, WMECo, Columbia Gas, New England Gas, Blackstone Gas, Berkshire Gas | Boiler | 1766 for oil, 4127 for propane | Uses method described in "Correcting Common Errors in Demand-Side Management Cost-Benefit Analysis". It is determined using a discount rate, the existing boiler age, the new boiler lifetime, the high efficiency boiler cost, the baseline boiler cost, and the remaining useful life of the existing boiler and putting them into an alogrithm that takes into account the time value of money. | MA - National Grid, NSTAR, Cape Light Compact, Unitil, WMECo, Columbia Gas, New England Gas, Blackstone Gas, Berkshire Gas | Boiler | "Correcting common errors in cost benefit analysis" paper was used in this analysis | Massachusetts TRM, GasNetworks.com
NH - Liberty | Boiler | HVAC | Natural Gas | Residential |  | NH - Liberty | Boiler | 20 yrs | 82% AFUE boiler | Deemed at 10.4 or 13.1 MMBtu based on type | NO DETAILS AVAILABLE | NO DETAILS AVAILABLE | NO DETAILS AVAILABLE | NH - Liberty | Boiler | NONE | 10 years | Non-condensing | NH - Liberty | Boiler | Deemed at 39.96 MMBtu (Forced Hot Water); deemed at 47.4 MMBtu (Steam) | Forced hot water: 50% of cost, up to $3,000. Steam: 50% of cost, up to $1,900. | Yes | Savings are calculated between existing unit and efficient unit consumption during the remaining life of the existing unit, and between new baseline unit and efficient unit consumption for the remainder of the measure life. | Y |  |  | RUL = 10 years. Measure life of new equipment = 20 years. | 80% AFUE forced hot water; 75% for steam | 93% AFUE forced hot water; 82% for steam | NH - Liberty | Boiler | Calculated | NO DETAILS AVAILABLE | NH - Liberty | Boiler |  | MA TRM 2013-2015; Rebate form, and "Early Retirement" excel forms
NY - ConEdison | Boiler | HVAC | Electric/gas | Commercial and Industrial | Large customers with monthly peak demand > 110 kW | NY - ConEdison | Boiler | Not researched | AFUE = 80% for hot water boilers AFUE = 75% for steam boilers | Calculated using NYS TRM method (see TRM for detailed formula) | Not researched | Not researched | ranges based on measures (https://www.conedci.com/HVAC.aspx) | NY - ConEdison | Boiler | NONE | NONE | Must be functioning. | NY - ConEdison | Boiler | Calculated using exising equipment baseline for RUL, then state code for remainder of EUL | ranges based on measures (https://www.conedci.com/HVAC.aspx) | Yes | Dual basline method, overall savings calculated using ratios in Appendix M. | Y | Field |  | RUL calculated with some type of documented age of existing equipment | Name plate info used; verifyed during pre inspection | Existing efficiency code | NY - ConEdison | Boiler | Calculated | Full costs adjusted using Appendix M tables | NY - ConEdison | Boiler |  | NYS Appendix M Call w/ ConEdison Engineering Staff on 6/23/16
IL - Ameren | Boiler | HVAC | Gas | Residential |  | IL - Ameren | Boiler | 25 yrs | Federal minimum standard (AFUE <=75%) | Calculated (based on boiler/furnace load and Climate Zone); Avg ex-ante per-unit savings of 192 Therms | Based on US DOE EERE data, dependent on tier | Based on US DOE EERE data, dependent on tier | AFUE 90%+ $400 AFUE 95%+ $500 | IL - Ameren | Boiler | AFUE <=75% | NONE | Cost of any repairs <$709. | IL - Ameren | Boiler | Calculated (based on boiler/furnace load and Climate Zone); Avg ex-ante per-unit savings of 539 Therms | AFUE 90%+ $800 AFUE 95%+ $1000 | Yes | Savings are calculated between existing unit and efficient unit consumption during the remaining life of the existing unit, and between new baseline unit and efficient unit consumption for the remainder of the measure life. | Y |  |  | RUL=8 years (Assumed to be one third of EUL. EUL in turn is based on the technical support documents for federal residential appliance standards) | Determined from application info | Future federal efficiency standard | IL - Ameren | Boiler | Fixed Amount (per AFUE) | AFUE 85%=$725, AFUE 90%=$1,272, AFUE 95%=$1,785 | IL - Ameren | Boiler |  | Impact and Process Evaluation of Ameren Illinois Company's Residential HVAC Program (PY5); Illinois Statewide Techincal Reference Manual for Energy Efficiency
NH - PSNH | Boiler Circulating Pump | Water Heating | Electric | Residential |  | NH - PSNH | Boiler Circulating Pump | 20 years | Current code efficiency | Deemed (9 kWh per year) | NO DETAILS AVAILABLE | NO DETAILS AVAILABLE | NO DETAILS AVAILABLE | NH - PSNH | Boiler Circulating Pump | NONE | NONE | Contractor/owner must document that still operating | NH - PSNH | Boiler Circulating Pump | Deemed at 9 kWh/year | NO DETAILS AVAILABLE | No | NO DETAILS AVAILABLE | N |  | EUL | 20 years | NO DETAILS AVAILABLE |  | NH - PSNH | Boiler Circulating Pump | NO DETAILS AVAILABLE | NO DETAILS AVAILABLE | NH - PSNH | Boiler Circulating Pump |  | 2014 PSNH All Pgms
CT - CL&P, UI, CNG, SCG, Yankeegas, Energize Connecticut | Central AC | HVAC | Electric | Residential |  | CT - CL&P, UI, CNG, SCG, Yankeegas, Energize Connecticut | Central AC | 25 years, from GDS Associates Inc. Measure Life Report, Residential and Commercial Industrial Lighting and HVAC Measures, June 2007, Table 1. | 11 EER, from Residential Central AC Regional Evaluation, ADM Associates, Inc., November 2009. page 4-1. “Because there were no instances of early replacement of CAC units in the monitoring sample, the baseline for estimating savings is the minimum standard for new installations, namely 11 EER.” | Calculated, based on capacity and EER of the proposed unit and a value of 357.6 kWh/year/ton, from an evaluation study. Residential Central AC Regional Evaluation, ADM Associates, Inc., November 2009. page 4-1. |  |  | 250 | CT - CL&P, UI, CNG, SCG, Yankeegas, Energize Connecticut | Central AC | NONE | NONE | Must be working, if found not to be working, it becomes a lost opportunity project | CT - CL&P, UI, CNG, SCG, Yankeegas, Energize Connecticut | Central AC | Calculated, based on capacity and EER of the new unit, EER of the existing unit (if available), and the 357.6 kWh/year/ton savings factor used for normal replacements. | 500 | Yes | If the existing unit efficiency is unknown, it is assumed to be 8 EER and the EER portion of the calculation can be combined with the savings factor to 97.53 kWh/ton. The same algorithm is used for both normal replacement and early retirement, but the baseline EER changes from the existing unit EER to the federal baseline EER after the RUL of the existing unit. | Y |  |  | 5 years, no source | Observed on-site. If unknown, assumed to be 8 EER, based on average installed efficiency for an approximately 15 year old unit. ASHRAE/IESNA Standard 90.1-1999 Table 6.2.1A has a minimum requirement of 10 SEER for 2011. Note: Units of that vintage were only rated on SEER. EER is approximately 80% of SEER (Ref [1], page ES-1 gives the ratio 11 EER / 14 SEER). 8 EER is used as the estimated existing efficiency. | 11 EER, same as normal replacement | CT - CL&P, UI, CNG, SCG, Yankeegas, Energize Connecticut | Central AC |  |  | CT - CL&P, UI, CNG, SCG, Yankeegas, Energize Connecticut | Central AC | Early Retirement savings are shown as the sum of the lost opportunity savings (normal replacement) and the retrofit savings (RUL of existing unit against existing unit efficiency) | Connecticut Program Savings Documentation 2013, Energize Connecticut website
NH - PSNH | Central AC | HVAC | Electric | Residential |  | NH - PSNH | Central AC | 14 years | Current code efficiency | Deemed (110.29 kWh per year) | NO DETAILS AVAILABLE | NO DETAILS AVAILABLE | NO DETAILS AVAILABLE | NH - PSNH | Central AC | NONE | NONE | Contractor/owner must document that still operating | NH - PSNH | Central AC | Deemed at 77 kWh/year | NO DETAILS AVAILABLE | No | NO DETAILS AVAILABLE | N |  | EUL | 20 years | NO DETAILS AVAILABLE |  | NH - PSNH | Central AC | NO DETAILS AVAILABLE | NO DETAILS AVAILABLE | NH - PSNH | Central AC |  | 2014 PSNH All Pgms
MA - National Grid, NSTAR, Cape Light Compact, Unitil, WMECo, Columbia Gas, New England Gas, Blackstone Gas, Berkshire Gas | Central AC or HP Early Replacement | HVAC | Electric | Residential |  | MA - National Grid, NSTAR, Cape Light Compact, Unitil, WMECo, Columbia Gas, New England Gas, Blackstone Gas, Berkshire Gas | Central AC or HP Early Replacement | 18 yrs, from GDS Associates 2007 Measure Life Report for NE State Program Working Group | SEER 13, 11 EER, 7.6 HSPF, which is federal standard | Deemed at 103 kWh, 0.273 kW for AC, 519 kWh, 0.273 kW summer, 0.347 kW winter for heat pumps |  |  | 150-500, depending on efficiency | MA - National Grid, NSTAR, Cape Light Compact, Unitil, WMECo, Columbia Gas, New England Gas, Blackstone Gas, Berkshire Gas | Central AC or HP Early Replacement | NONE | NONE | Must be functioning | MA - National Grid, NSTAR, Cape Light Compact, Unitil, WMECo, Columbia Gas, New England Gas, Blackstone Gas, Berkshire Gas | Central AC or HP Early Replacement | Deemed at 299 kWh and 0.963 kW for AC for the RUL of the existing unit with 103 kWh and 0.273 kW for the next 11 years, 786 kWh and 0.963 kW summer, 0.406 kW winter for heat pumps for RUL, 519 kWh, 0.273 kW summer, 0.347 kW winter for the next 11 years. | 850 | Yes | Savings based on SEER 10, EER 8.5, HSPF 7 baseline for RUL of existing unit and then baseline becomes SEER 13, EER 11, HSPF 7.6 for EUL of new AC or heat pump unit (with efficient case being SEER 14.5, EER 12, 8.2 HSPF). 1200 heating EFLH and 360 cooling EFLH are used for all calculations | Y |  |  | 7 yrs, found by subtracting the assumed age of the existing equipment (10-12 years) from the EUL of new AC units (18 years) to get 18-11=7 years. | SEER 10, EER 8.5, HSPF 7 | SEER 13, EER 11, HSPF 7.6 | MA - National Grid, NSTAR, Cape Light Compact, Unitil, WMECo, Columbia Gas, New England Gas, Blackstone Gas, Berkshire Gas | Central AC or HP Early Replacement | 1000 cost adjusted for deferred replacement | Don't know | MA - National Grid, NSTAR, Cape Light Compact, Unitil, WMECo, Columbia Gas, New England Gas, Blackstone Gas, Berkshire Gas | Central AC or HP Early Replacement | Installation of new equipment is verified. Age of existing equipment is not verified and is assumed to be 10-12 years. | Massachusetts TRM, Mass. Statewide Three-year plan
IL - Ameren | Central AC | HVAC | Electric | Residential |  | IL - Ameren | Central AC | 18 yrs | Federal minimum standard (SEER 13, EER 11) | Calculated (based on SEER, EER and Climate Zone); Avg ex-ante per-unit savings of 300 kWh | Based on US DOE EERE data, dependent on tier | Based on US DOE EERE data, dependent on tier | SEER 14.5-14.9 $150; SEER 15.0-15.9 $200; SEER 16+ 300 | IL - Ameren | Central AC | SEER <=10 | NONE | Cost of any repairs <$190 per ton | IL - Ameren | Central AC | Calculated (based on SEER, EER and Climate Zone); Avg ex-ante per-unit savings of 1,235 kWh | SEER 14.5-14.9 $450; SEER 15.0-15.9 $500; SEER 16+ 500 | Yes | Savings are calculated between existing unit and efficient unit consumption during the remaining life of the existing unit, and between new baseline unit and efficient unit consumption for the remainder of the measure life. | Y |  |  | RUL=6 years (Assumed to be one third of EUL. EUL in turn is based on 2007 GDS Associates "Measure Life Report, Residential and Commercial/Industrial Lighting and HVAC Measures" study) | Determined from application info | Future federal efficiency standard | IL - Ameren | Central AC | Fixed Amount (per SEER & tonnage) | SEER 14=$119/ton, SEER 15=$238/ton, SEER 16=$357/ton, SEER 17=$476/ton, SEER 18=$596/ton, SEER 19=$715/ton, SEER 20=$834/ton SEER 21=$908/ton | IL - Ameren | Central AC |  | Impact and Process Evaluation of Ameren Illinois Company's Residential HVAC Program (PY5); Illinois Statewide Techincal Reference Manual for Energy Efficiency
OH - Dayton Power & Light | Central AC | HVAC | Electric | Residential |  | OH - Dayton Power & Light | Central AC -- Early replacement, New construction, and Replace on failure -- Multiple efficiency tiers | 18 yrs | Mimimum ENERGY STAR efficiency level standard (14.5 SEER & 12 EER) | Identified through annual review of customer billing data, program tracking data, draft Ohio TRM algorithms and assumptions, and primary and secondary data. | Actual cost of minimum federal efficiency level standards | Per-ton costs based on data provided in draft Ohio TRM | SEER 14-15 $100, SEER 16+ $150 | OH - Dayton Power & Light | Central AC -- Early replacement, New construction, and Replace on failure -- Multiple efficiency tiers | NONE | Less than 20 yrs if customer is applying for ER measure and equipment is non-functioning | Less than $1,000 repair cost if customer is applying for ER measure and equipment is non-functioning | OH - Dayton Power & Light | Central AC -- Early replacement, New construction, and Replace on failure -- Multiple efficiency tiers | Identified through annual review of customer billing data, program tracking data, draft Ohio TRM algorithms and assumptions, and primary and secondary data. | SEER 14-15 $200 SEER 16+ $300 | Yes, for ER measures |  | Y |  |  | 5 yrs | Actual-from program tracking data | Minimum federal efficiency level standards | OH - Dayton Power & Light | Central AC -- Early replacement, New construction, and Replace on failure -- Multiple efficiency tiers | Calculated | Methodology articulated in draft OH TRM; SEER 14=$119/ton, SEER 15=$238/ton, SEER 16=$357/ton, SEER 17=$476/ton, SEER 18=$596/ton, SEER 19=$715/ton, SEER 20=$834/ton SEER 21=$908/ton; discount rate of 5% | OH - Dayton Power & Light | Central AC -- Early replacement, New construction, and Replace on failure -- Multiple efficiency tiers |  | State of Ohio Energy Efficiency Technical Reference Manual; DP&L Portfolio Plan 2013-2015; 2010, 2011, 2012, 2013 Portfolio Status Report
AZ - Tucson Electric Power | Central AC or HP Early Retirement with Quality Install | HVAC | Electric | Residential | Existing homes only, single-family or multi-family with 4 or fewer units. | AZ - Tucson Electric Power | Central AC or HP Early Retirement with Quality Install | 18 years, from ”Measure Life Report: Residential and Commercial/Industrial Lighting and HVAC Measures” – GDS Associates. | 13 SEER | 1.1 kW, 1,349 kWh, based on energy simulations and includes effects of quality install, downsizing, and duct sealing | 2683 | 4116 | $500 for A/C or HP unit with quality installation, additional $150 for downsizing, additional $3/CFM@25 Pa reduced up to $450 or 50% of cost, whichever is lower, for performance duct sealing (pre- and post-installation measurement). Maximum incentive is $1,100. | AZ - Tucson Electric Power | Central AC or HP Early Retirement with Quality Install | <= 11 SEER | NONE | Contractors must attest that the equipment is operational and that any necessary repairs to improve performance would exceed $500. Random pre and post inspections will occur. Duct sealing is required unless the duct system tightness is <= 200 CFM @ 25 Pa after installation | AZ - Tucson Electric Power | Central AC or HP Early Retirement with Quality Install | Deemed, based on energy simulation results. Split-system HP with QI is 2220 kWh, Packaged HP with QI is 2011 kWh, Split-system A/C with QI is 1505 kWh, and Packaged A/C with QI is 1375 kWh. HP savings values include heating savings in addition to cooling savings | Variable, up to $1,450 for performance duct sealing (measured pre- and post-project) with ER, Quality Install, and downsizing. The early replacement alone is $850, with downsizing ($150) and duct sealing (up to $450) adding onto that rebate | Yes | An energy simulation is completed for a 1,750 sq. ft. home, which is the average size air-conditioned home in the TEP service territory. A 4 ton unit is assumed. | Y |  |  | 5 years, based on the expected useful life for 50% of the units for that vintage or older minus the average age for the time period. | For the remaining useful life (RUL) of the existing system, an appropriate SEER for a 15-year-old packaged or split-system air conditioner or heat pump without QI, Manual J sizing and duct sealing is assumed. It is assumed that the existing unit has a SEER of 10 right now. A 5% derating factor is also applied to account for wear on the unit reducing efficiency. The estimated SEER is based on the federal minimum for the assigned vintage: Before 1992 = 8 SEER, 1992-2005 = 10SEER, 2005 on = 13 SEER | After the RUL, a code-compliant 13 SEER unit is assumed without duct sealing. | AZ - Tucson Electric Power | Central AC or HP Early Retirement with Quality Install | Calculated. $1920 for split-system HP or A/C and $1749 for packaged HP or A/C units. | Average participant cost for high-efficiency packaged or split-system air conditioners or heat pumps represents the cost per unit. The participant cost is based on the fully installed cost of a standard efficiency unit versus a high-efficiency unit that has been downsized by ½ ton due to quality install plus the cost for duct sealing and discounted by the present value for replacement five years prior to burn-out. An 8.42% discount rate is assumed on the cost of a $1600 baseline new unit. | AZ - Tucson Electric Power | Central AC or HP Early Retirement with Quality Install | The efficient equipment is assumed to be either a 14 SEER packaged A/C or heat pump with duct sealing and quality install or a 14.5 SEER split-system A/C or heat pump with duct sealing and quality install. The efficient units must be ENERGY STAR qualified. The ER incentive requires that contractors provide 72 hour notice to TEP before installing the new unit so that TEP can perform spot checks and can check to see if the existing unit conforms to program requirements. The prescriptive (non-performance) measures are subject to random data sampling. Duct sealing portion of the measure requires contractors to attend training on identifying and repairing leaks. Incentives as % of incremental costs: 59% for normal replace prescriptive, 70% for normal replace performance, 61% for ER prescriptive, 69% for ER performance | Tucson Electric Power Technical Reference Manual 2013. Tucson Electric Power Existing Homes Program ACC Filing, TEP Efficient Home Program Notice of Changes to Program Incentives, TEP.com
CO - Xcel Energy (Public Service Company of Colorado) | Early Retirement AC | HVAC | Electric | Residential |  | CO - Xcel Energy (Public Service Company of Colorado) | Early Retirement AC | 14 yrs | 13 SEER | Deemed at 202 kWh for 14.5 SEER Efficient unit, 261 kWh for 15 SEER, 366 kWh for 16 SEER | 4329 | Ranges from $4,849 to $5,368 for SEER ranging from 14.5 to 16 | $250, $350, $500, for 14.5 SEER, 15 SEER, 16 SEER | CO - Xcel Energy (Public Service Company of Colorado) | Early Retirement AC | No higher than 12 SEER | New req't in 2014: Existing unit must be less than 2/3 of its EUL. Age of existing unit will be recorded to determine if it qualifies. | SEER information must be able to be determined from information on the condensing unit, unit must be operable or in need of repair of components to become operable. | CO - Xcel Energy (Public Service Company of Colorado) | Early Retirement AC | Deemed at these values for SEER values of 14, 14.5, 15, and 16: 1,230, 1,275, 1,317, 1,393 kWh | $600, $850, $950, $1,100 for SEER range described in column R | No | Full load cooling hours and house cooling loads are determined from an energy simulation. These are then used with the appropriate efficiencies to calculate the energy savings without quality installation. The quality installation savings are determined by accounting for a reduction in various system losses such as duct leakage, refrigerant over-charging, etc. and applying those savings to the total HVAC system operation. Existing unit is assumed to have a SEER of 10. All units are assumed to have 3 tons of capacity. | Y |  | RUL | 7 yrs, which is the value used for all quality installation measures, including normal replacements. It is simply 50% of the new unit EUL. | 10 SEER | NA | CO - Xcel Energy (Public Service Company of Colorado) | Early Retirement AC | Fixed amounts, $999, $1,154, $1,308, $1,616 for SEER=14, 14.5, 15, 16 | Incremental cost is calculated by combining several values. The first value is the present value of a new 13 SEER A/C unit in 7 years ($3,199). The second value is the estimated repair cost of the existing unit ($750). The third value is the estimated cost of performing a quality installation ($200). The fourth value is the cost of installing a standard new 14 SEER unit ($4,748). These values are combined like this: $4,748 - ($3,199 + $750) + ($200) = $999. All of the values are constant except for the $4,748 value, which varies as the new unit efficiency varies up to 16 SEER, where it is the highest. | CO - Xcel Energy (Public Service Company of Colorado) | Early Retirement AC |  | Xcel Energy Deemed Savings Workbook - CO HEAC Rebate, Xcel Energy High Efficiency Cooling Rebate Application and Webpage
NY - ConEdison | Chiller | HVAC | Electric/gas | Commercial and Industrial | Large customers with monthly peak demand > 110 kW | NY - ConEdison | Chiller | Not researched | Air Cooled Chiller; Avg baseline efficiency (COP) = 3.05 Water cooled Chiller; Avg baseline efficiency (COP) = 5.05 Water cooled screw and scrol Chiller; Avg baseline efficiency (COP) = 5.2-6.15 Water cooled centrifugal; Avg baseline efficiency (COP) = 5.25-6.4 | Calculated using NYS TRM method (see TRM for detailed formula) | Not researched | Not researched | ranges based on measures (https://www.conedci.com/HVAC.aspx) | NY - ConEdison | Chiller | NONE | NONE | Must be functioning. | NY - ConEdison | Chiller | Calculated using exising equipment baseline for RUL, then state code for remainder of EUL | ranges based on measures (https://www.conedci.com/HVAC.aspx) | Yes | Dual basline method, overall savings calculated using ratios in Appendix M. | Y | Field |  | RUL calculated with some type of documented age of existing equipment | Name plate info used; verifyed during pre inspection | Existing efficiency code | NY - ConEdison | Chiller | Calculated | Full costs adjusted using Appendix M tables | NY - ConEdison | Chiller |  | NYS Appendix M Call w/ ConEdison Engineering Staff on 6/23/15
CT - CL&P, UI, CNG, SCG, Yankeegas, Energize Connecticut | Clothes Washer | Appliances | Electric, Oil, Gas, Propane | Residential |  | CT - CL&P, UI, CNG, SCG, Yankeegas, Energize Connecticut | Clothes Washer | 11 years, from Appliance Magazine. U.S. Appliance Industry: Market Share, Life Expectancy & Replacement Market, and Saturation Levels. January 2010. Page 10. | MEF of 2 for new homes, 1.8 for others. WF of 6 for new homes, 7.5 for others. The MEF and WF of the baseline unit are at 2009 ENERGY STAR Version 5.1 Tier 1 level, which does not depend on any categories. New Construction is a special case, where the baseline must be current ENERGY STAR level | Calculated based on MEF of baseline and new units, unit capacity, water heating fuel, drying fuel, and some DOE assumptions |  |  | 50 | CT - CL&P, UI, CNG, SCG, Yankeegas, Energize Connecticut | Clothes Washer | NONE | NONE | Must be working, if found not to be working, it becomes a lost opportunity project. It must be a top-loading unit. Front loading units do not qualify because according to the Engineering Analysis section of U.S. D.O.E. Energy Conservation Standards Rulemaking Framework Document for Residential Clothes Washers, August 21, 2009, “a survey of frontloading clothes washers in the CEC [California Energy Commission] appliance database shows that there are no frontloading washers with efficiencies at the existing Federal standards level, or, for that matter, any below the [January 2007] ENERGY STAR level (1.72 MEF/8.00 WF).” Therefore, if the existing unit is front-loading, the “retirement” portion may not be claimed | CT - CL&P, UI, CNG, SCG, Yankeegas, Energize Connecticut | Clothes Washer | Calculated using algorithms based on the existing unit capacity. |  | Yes | Based on ENERGY STAR Clothes Washer calculations and assumptions. Uses algorithms that are only a function of washer capacity once all other assumptions have been accounted for. Uses normal replacement savings after RUL of existing washer and early replacement savings for RUL of existing washer. | Y |  |  | 4 years, no source | Observed on-site. If not available, MEF of 1.26 and WF of 9.5 are assumed, from 2010 Federal Standard. Taken from: Federal Register Part III, DOE Energy Conservation Program: Energy Conservation standards for Residential Water Heaters, Direct Heating Equipment, Pool Heater; (Final Rule, Table I.2). April 16, 2010. | Same as normal replacement | CT - CL&P, UI, CNG, SCG, Yankeegas, Energize Connecticut | Clothes Washer |  |  | CT - CL&P, UI, CNG, SCG, Yankeegas, Energize Connecticut | Clothes Washer | Water heating and drying fuels are accounted for by separate algorithms for the different fuels. If the fuel sources are unknown, a blended savings algorithm is used using estimated Connecticut fuel mix. | Connecticut Program Savings Documentation 2013, Energize Connecticut website
VT - Efficiency Vermont | Clothes Washer Retrofit | Appliances | Electric | Residential, Low Income | Single-family | VT - Efficiency Vermont | Clothes Washer Retrofit | 14 years, Based on DOE Life-Cycle Cost and Payback Period Excel-based analytical tool, available online at: http://www1.eere.energy.gov/buildings/appliance_standards/residential/docs/rcw_dfr_lcc_standard.xlsm. | Federal standard efficiency (MEF of 1.26, WF of 7.93) inflated by 20% to 1.51 MEF to account for a transforming market, but WF is not inflated. | Deemed, based on efficiency level selected (ESTAR, CEE 2, CEE 3, Most Efficient, or Top Ten) | $600, based on weighted average of top loading and front loading units (based on available product from the CEC Appliance database) and cost data from Life-Cycle Cost and Payback Period Excel-based analytical tool, available online at: http://www1.eere.energy.gov/buildings/appliance_standards/residential/docs/rcw_dfr_lcc_standard.xlsm. | The efficient (ENERGY STAR, CEE, or Top Ten) unit costs are listed as $825, $850, $950, $1100, and $1110 with the cost increasing along with the efficiency. | $40 for CEE Tier 2, $75 for Tier 3 | VT - Efficiency Vermont | Clothes Washer Retrofit | NONE | Must be made before 2004, must be over 8 years old | Must be functioning, customer must have electric DHW and electric dryer | VT - Efficiency Vermont | Clothes Washer Retrofit | Deemed based on a set of assumptions and the efficiency level of the new unit. Includes dryer energy savings (electric), water heater energy savings (electric), water savings, and washer savings (electric). Calculations based on MEF and WF values of existing, baseline, and new units |  | Yes | Savings are calculated between the average energy usage of an existing unit and that of an efficient new unit for the remaining life of the existing unit, plus the savings between an average baseline unit and that of a efficient unit for the remainder of the measure life. Energy and water savings estimates are based on the weighted average MEF factor for qualifying models based on the models rebated during the previous calendar year, except Top Ten which is based upon averaging the units provided on the website (http://www.toptenusa.org/Top-Ten-Clothes-Washers) as of September 2012. It is assumed that there are 322 operating hours and cycles/year. | Y |  |  | 3 years, based on the assumption that the existing unit is 11 years old and EUL of a new unit is 14 years. | Average of MEF values from pre-2004 federal baseline (0.817) and the average value of MEF from units tested in a 2001 DOE market assessment (1.164). The existing unit WF value comes from US DOE, Life Cycle Cost Model, spreadsheet dated December 1999 (http://www1.eere.energy.gov/buildings/appliance_standards/residential/docs/lcc_spreadsheet.xls), indicates 38.61 gallons of water per cycle. Assume average size of 3 cu ft gives 12.87 WF assumption. http://www1.eere.energy.gov/buildings/appliance_standards/residential/docs/lcc_spreadsheet.xls | Federal baseline MEF and WF values. The current baseline of 1.26 MEF is inflated to 1.51 (20%) to account for a transforming market. The federal baseline for WF is 7.93. | VT - Efficiency Vermont | Clothes Washer Retrofit | Fixed. The efficient (ENERGY STAR, CEE, or Top Ten) unit costs are listed as $825, $850, $950, $1100, and $1110 with the cost increasing along with the efficiency. The deferred (for 3 years) baseline replacement cost is assumed to be $600. | No source provided for efficient unit costs. Deferred baseline replacement cost based on weighted average of top loading and front loading units (based on available product from the CEC Appliance database) and cost data from Life-Cycle Cost and Payback Period Excel-based analytical tool | VT - Efficiency Vermont | Clothes Washer Retrofit | Efficient unit WF and MEF values depend on which efficiency level is selcted. ENERGY STAR is the lowest, followed by CEE Tier 2, CEE Tier 3, ENERGY STAR most efficient, and Top Ten. | Efficiency Vermont TRM Early Replacement and Dual Baseline Measures, Efficiency Vermont TRM
VT - Efficiency Vermont | Clothes Washer Retrofit (In-Unit) | Appliances | Electric, Natural Gas, Propane, Oil, Water | Residential | Multifamily | VT - Efficiency Vermont | In-Unit Clothes Washer Retrofit | 14 years, Based on DOE Life-Cycle Cost and Payback Period Excel-based analytical tool, available online at: http://www1.eere.energy.gov/buildings/appliance_standards/residential/docs/rcw_dfr_lcc_standard.xlsm. | Federal standard efficiency (MEF of 1.26, WF of 7.93), with MEF inflated by 20% to 1.51 for the savings comparison to account for non-qualifying models that are higher than the federal baseline for MEF. | Deemed, based on efficiency level selected, water heating fuel, and drying fuel. | $600, based on weighted average of top loading and front loading units (based on available product from the CEC Appliance database) and cost data from Life-Cycle Cost and Payback Period Excel-based analytical tool, available online at: http://www1.eere.energy.gov/buildings/appliance_standards/residential/docs/rcw_dfr_lcc_standard.xlsm. | The efficient (ENERGY STAR, CEE, or Top Ten) unit costs are listed as $825, $850, $950, $1100, and $1110 with the cost increasing along with the efficiency. | $40 for CEE Tier 2, $75 for Tier 3 | VT - Efficiency Vermont | In-Unit Clothes Washer Retrofit | NONE | NONE, but it is assumed that average age is 11 years | Must be functioning | VT - Efficiency Vermont | In-Unit Clothes Washer Retrofit | Deemed based on a set of assumptions. Includes dryer energy savings (gas or electric), water heater energy savings (gas or electric), water savings, and washer savings (electric). Calculations based on MEF and WF values of existing, baseline, and new units |  | Yes | Energy and water savings estimates are based on the weighted average MEF factor for qualifying models based on the models rebated during the previous calendar year, except Top Ten which is based upon averaging the units provided on the website (http://www.toptenusa.org/Top-Ten-Clothes-Washers) as of September 2012. It is assumed that there are 265 operating hours and cycles/apartment/year. Savings are based on this algorithm: number of apartments x deemed kWh saved / number of clothes washers. | Y |  |  | 3 years, based on the assumption that the existing unit is 11 years old and EUL of a new unit is 14 years. | Average of MEF values from pre-2004 federal baseline (0.817) and the average value of MEF from units tested in a 2001 DOE market assessment (1.164). The existing unit WF value comes from US DOE, Life Cycle Cost Model, spreadsheet dated December 1999 (http://www1.eere.energy.gov/buildings/appliance_standards/residential/docs/lcc_spreadsheet.xls), indicates 38.61 gallons of water per cycle. Assume average size of 3 cu ft gives 12.87 WF assumption. http://www1.eere.energy.gov/buildings/appliance_standards/residential/docs/lcc_spreadsheet.xls | Federal baseline MEF and WF values. The current baseline of 1.26 MEF is inflated to 1.51 (20%) to account for a transforming market. The federal baseline for WF is 7.93. | VT - Efficiency Vermont | In-Unit Clothes Washer Retrofit | Fixed. The efficient (ENERGY STAR, CEE, or Top Ten) unit costs are listed as $825, $850, $950, $1100, and $1110 with the cost increasing along with the efficiency. The deferred (for 3 years) baseline replacement cost is assumed to be $600. | No source provided for efficient unit costs. Deferred baseline replacement cost based on weighted average of top loading and front loading units (based on available product from the CEC Appliance database) and cost data from Life-Cycle Cost and Payback Period Excel-based analytical tool | VT - Efficiency Vermont | In-Unit Clothes Washer Retrofit | Efficient unit WF and MEF values depend on which efficiency level is selcted. ENERGY STAR is the lowest, followed by CEE Tier 2, CEE Tier 3, ENERGY STAR most efficient, and Top Ten. | Efficiency Vermont TRM Early Replacement and Dual Baseline Measures, Efficiency Vermont TRM
VT - Efficiency Vermont | Common Area Clothes Washer Retrofit | Appliances | Electric, Natural Gas, Propane, Oil, Water | Residential | Multifamily | VT - Efficiency Vermont | Common Area Clothes Washer Retrofit | 14 years, Based on DOE Life-Cycle Cost and Payback Period Excel-based analytical tool, available online at: http://www1.eere.energy.gov/buildings/appliance_standards/residential/docs/rcw_dfr_lcc_standard.xlsm. | Federal standard efficiency (MEF of 1.26, WF of 7.93), with MEF inflated by 20% to 1.51 for the savings comparison to account for non-qualifying models that are higher than the federal baseline for MEF. | Deemed, based on efficiency level selected, water heating fuel, and drying fuel. | $650, based on weighted average of top loading and front loading units (based on available product from the CEC Appliance database) and cost data from Life-Cycle Cost and Payback Period Excel-based analytical tool, available online at: http://www1.eere.energy.gov/buildings/appliance_standards/residential/docs/rcw_dfr_lcc_standard.xlsm. | The efficient (ENERGY STAR, CEE, or Top Ten) unit costs are listed as $1035, $1300, $1550, $1900, and $1950 with the cost increasing along with the efficiency. | $40 for CEE Tier 2, $75 for Tier 3 | VT - Efficiency Vermont | Common Area Clothes Washer Retrofit | NONE | NONE, but it is assumed that average age is 11 years | Must be functioning | VT - Efficiency Vermont | Common Area Clothes Washer Retrofit | Deemed based on a set of assumptions. Includes dryer energy savings (gas or electric), water heater energy savings (gas or electric), water savings, and washer savings (electric). Calculations based on MEF and WF values of existing, baseline, and new units |  | Yes | Energy and water savings estimates are based on the weighted average MEF factor for qualifying models based on the models rebated during the previous calendar year, except Top Ten which is based upon averaging the units provided on the website (http://www.toptenusa.org/Top-Ten-Clothes-Washers) as of September 2012. It is assumed that there are 265 operating hours and cycles/apartment/year. Savings are based on this algorithm: number of apartments x deemed kWh saved / number of clothes washers. | Y |  |  | 3 years, based on the assumption that the existing unit is 11 years old and EUL of a new unit is 14 years. | Average of MEF values from pre-2004 federal baseline (0.817) and the average value of MEF from units tested in a 2001 DOE market assessment (1.164). The existing unit WF value comes from US DOE, Life Cycle Cost Model, spreadsheet dated December 1999 (http://www1.eere.energy.gov/buildings/appliance_standards/residential/docs/lcc_spreadsheet.xls), indicates 38.61 gallons of water per cycle. Assume average size of 3 cu ft gives 12.87 WF assumption. http://www1.eere.energy.gov/buildings/appliance_standards/residential/docs/lcc_spreadsheet.xls | Federal baseline MEF and WF values. The current baseline of 1.26 MEF is inflated to 1.51 (20%) to account for a transforming market. The federal baseline for WF is 7.93. | VT - Efficiency Vermont | Common Area Clothes Washer Retrofit | Fixed. The efficient (ENERGY STAR, CEE, or Top Ten) unit costs are listed as $1035, $1300, $1550, $1900, and $1950 with the cost increasing along with the efficiency. The deferred (for 3 years) baseline replacement cost is assumed to be $650. | Efficient costs based on EVT field study of clothes washer costs, see 2013 MF Common Clothes Washer Savings_retrofit.xls. Measure cost is higher than in-unit clothes washers since the common units are larger commercial and more expensive models. Deferred baseline replacement cost based on weighted average of top loading and front loading units (based on available product from the CEC Appliance database) and cost data from Life-Cycle Cost and Payback Period Excel-based analytical tool | VT - Efficiency Vermont | Common Area Clothes Washer Retrofit | Efficient unit WF and MEF values depend on which efficiency level is selcted. ENERGY STAR is the lowest, followed by CEE Tier 2, CEE Tier 3, ENERGY STAR most efficient, and Top Ten. | Efficiency Vermont TRM Early Replacement and Dual Baseline Measures, Efficiency Vermont TRM
NY - NGRID | Compressed Air Systems | Compressed Air | Electric | Commercial and Small Business |  | NY - NGRID | Compressed Air Systems | No Normal Replacement Program | No Normal Replacement Program | No Normal Replacement Program | No Normal Replacement Program | No Normal Replacement Program | No Normal Replacement Program | NY - NGRID | Compressed Air Systems | NONE | NONE |  | NY - NGRID | Compressed Air Systems | Calculated based on existing equipment vs. new equipment. TRM outlines savings | ranges from $180 to $280 based on measure | NO* Dual baseline method from Appendix M used to "pre-screen" prescriptive measures. Not used in actual ER | Savings calculated based on existing equipment as baseline; difference between tech manual efficiency and existing equipment. "savings you claim are 1st year annual savings in full" | Y | Field | RUL | EUL from tech manual - age of old equipment | user supplied; inspected by NGRID representative |  | NY - NGRID | Compressed Air Systems | Calculated based on new equipment | New equipment cost | NY - NGRID | Compressed Air Systems | "Appendix M is all about screening. Were not allowed to do a measure if it doesn’t pass screening, the general format is benefits/costs >1. The benefits are from savings, converted to dollars using avoided costs. Costs are the costs of the measure or project with other things you add in such as admin costs and adjustment factors. Simple formula (kw * $/kwh *adjustment factor)/(costs). Has to be greater than 1 to be considered." | Call with Joe Dolengo at NY NGRID (3/27/14) Appendix M
CT - CL&P, UI, CNG, SCG, Yankeegas, Energize Connecticut | Custom | Custom | Electric, Oil, Gas, Propane | Residential |  | CT - CL&P, UI, CNG, SCG, Yankeegas, Energize Connecticut | Custom |  | Varies, this is a custom measure | Varies, this is a custom measure |  |  |  | CT - CL&P, UI, CNG, SCG, Yankeegas, Energize Connecticut | Custom | NONE | NONE | Varies, this is a custom measure | CT - CL&P, UI, CNG, SCG, Yankeegas, Energize Connecticut | Custom | Varies, this is a custom measure |  | Yes | This custom measure allows for early retirement savings calculations and dual baselines, if applicable. | Y |  |  |  | Varies, this is a custom measure | Varies, this is a custom measure | CT - CL&P, UI, CNG, SCG, Yankeegas, Energize Connecticut | Custom |  |  | CT - CL&P, UI, CNG, SCG, Yankeegas, Energize Connecticut | Custom |  | Connecticut Program Savings Documentation 2013
MA - National Grid | Custom | Custom | Electric, Gas, Oil, Propane | Commercial and Industrial |  | MA - National Grid | Custom | Varies, based on equipment, 15 years for lighting, for example | Varies | Varies | Varies | Varies | Calculated to be 75% of the incremental cost of the new equipment over baseline (labor costs excluded) | MA - National Grid | Custom | NONE | NONE | Must be functioning | MA - National Grid | Custom | Varies | Calculated to be 50% of the total cost of the new equipment including labor | No | Based on comparing efficiency of the existing equipment to the new equipment for the entire adjusted lifetime. The adjusted EUL is lower than the normal replacement EUL by a small amount to account for the reduced lifetime of the existing equipment | Y |  | Blended | RUL is not used, but an adjusted EUL is used instead. This value is slightly lower than the normal replacement EUL. For example, the lighting ER lifetime is 13 years instead of 15 years for normal replacement | Varies but is based on the efficiency of the existing equipment without any adjustment |  | MA - National Grid | Custom | Varies | Varies | MA - National Grid | Custom |  | Dave Jacobson interview
MD - BGE | Custom | Custom | Electric, Gas | Commercial, industrial, government, institutional, and non-profit |  | MD - BGE | Varies based on project | Varies by measure | Not researched | Not researched | Not researched | Not researched | Not researched | MD - BGE | Varies based on project | NONE | NONE | User confirms that equipment is functioning and near end of useful life. See Other Information for more details. | MD - BGE | Varies based on project | Calculated using dual baselines | Incentives can cover up to 50% of the total cost for retrofit projects | YES | Savings calculated using dual baseline; existing equipment for RUL, then code baseline after RUL expires | Y | Field |  | Generally between 2-5 years; determined by asking the user and comparing their estimate to field research | User supplied | Future standard efficiency in market for the specific measure | MD - BGE | Varies based on project | Calculated | To discount back future replacement costs, installed cost of the new equipment is converted into a series of annual payments. The PV of the series of annual equipment payments is then calculated for the time between when the equipment gets replaced and the time it would otherwise have been replaced (i.e., equal to the RUL number of years). Discount rate is weighted average cost of capital for custom measures. | MD - BGE | Varies based on project | RUL and free ridership related questions include: Is the current equipment functioning? Do you know the approximate age of the equipment? How much longer would it operate if not replaced by the program? Would you have replaced the equipment if the program was not available (if so, when)? Would you have waited until equipment failure? If would do early replacement: How long from now would yor replace? How many years is the new equipment expected to last? | Call Notes (6/12/14) w/ Navigant - Brent Barkett (Program Evaluator)
NH - Liberty | Custom | Custom | Electric | C&I |  | NH - Liberty | Custom | Custom analysis | Custom analysis | Custom analysis calculation | NO DETAILS AVAILABLE | NO DETAILS AVAILABLE | 75% of incremental equipment cost or buy down to one-year payback | NH - Liberty | Custom | NONE | NONE | Contractor/owner must document that still operating | NH - Liberty | Custom | Calculated | Calculated | No | Custom analysis calculation | N |  |  | NO DETAILS AVAILABLE | NO DETAILS AVAILABLE |  | NH - Liberty | Custom | Calculated | 35% of total cost | NH - Liberty | Custom |  | MA TRM 2012 & Liberty Utilities "All 2014 Applications"
NH - PSNH | Custom | Custom | Electric | C&I |  | NH - PSNH | Custom | Custom analysis | Custom analysis | Custom analysis calculation | NO DETAILS AVAILABLE | NO DETAILS AVAILABLE | 75% of incremental equipment cost or buy down to one-year payback | NH - PSNH | Custom | NONE | NONE | Contractor/owner must document that still operating | NH - PSNH | Custom | Calculated | Calculated (35% of estimated total cost, including labor) | No | Custom analysis calculation | N |  |  | NO DETAILS AVAILABLE | Determined from application info |  | NH - PSNH | Custom | Calculated | 35% of total cost | NH - PSNH | Custom |  | MA TRM 2013-2015 PLAN FINAL & "All 2014 Applications" (Liberty file)
NH - Unitil | Custom | Custom | Electric | C&I |  | NH - Unitil | Custom | Custom analysis | Custom analysis | Custom analysis calculation | NO DETAILS AVAILABLE | NO DETAILS AVAILABLE | 75% of incremental equipment cost or buy down to one-year payback | NH - Unitil | Custom | NONE | NONE | Contractor/owner must document that still operating | NH - Unitil | Custom | Calculated | Calculated (35% of estimated total cost, including labor) | No | Custom analysis calculation | N |  |  | NO DETAILS AVAILABLE | Determined from application info |  | NH - Unitil | Custom | Calculated | 35% of total cost | NH - Unitil | Custom |  | MA TRM 2013-2015 PLAN FINAL & "All 2014 Applications" (Liberty file)
NY - NGRID | Custom measures | Custom | All | Commercial and Small Business |  | NY - NGRID | Custom measures | Technical Calculation in TRM | Current code efficiency | Calculated between existing equipment and code replacement | Current code cost | Actual costs | None provided | NY - NGRID | Custom measures | NONE | NONE | User has to capture age of existing equipment | NY - NGRID | Custom measures | Calculated based on existing equipment vs. new equipment. TRM outlines savings | Rebates based on difference between equipment life and rated measure life from tech manual | NO | Savings calculated based on existing equipment as baseline; difference between tech manual efficiency and existing equipment | Y | Field | RUL | RUL must be captured by user | user supplied; inspected by NGRID representative |  | NY - NGRID | Custom measures | Calculated based on new equipment | New equipment cost | NY - NGRID | Custom measures | "Appendix M is all about screening. Were not allowed to do a measure if it doesn’t pass screening, the general format is benefits/costs >1. The benefits are from savings, converted to dollars using avoided costs. Costs are the costs of the measure or project with other things you add in such as admin costs and adjustment factors. Simple formula (kw * $/kwh *adjustment factor)/(costs). Has to be greater than 1 to be considered." | Call with Joe Dolengo at NY NGRID (3/27/14) Appendix M
MT - NorthWestern Energy | Custom measures | Custom | All | Commercial, industrial, institutional, multifamily, and agricultural |  | MT - NorthWestern Energy | Custom measures | Full EUL of the measure | Current code efficiency | "based on the energy consumption of the existing unit (calculated or data-logged) compared to the calculated usage froma new more efficient unit" | NO DETAILS AVAILABLE | NO DETAILS AVAILABLE | "based on the project's energy savings resource value to NorthWestern Energy of the incremental cost and savings between a standard efficiency and energy efficent unit. | MT - NorthWestern Energy | Custom measures | Operational, or could operational w/ repairs | NONE | RUL confirmed in the field | MT - NorthWestern Energy | Custom measures | Calculated; based on the energy consumption of the existing unit (calculated or data-logged) compared to the calculated usage from a new more efficient unit | 50% of the total project resource value to NorthWestern | NO | One baseline used; efficiency of the existing equpment. Determined using NorthWestern's TRC calculator. Savings are multiplied by the ful EUL of the new measure | N |  | EUL | Same as Normal Replacement | Some equipment can be metered but some cant and the existing efficiency is estimated with engineering calculations. |  | MT - NorthWestern Energy | Custom measures | Fixed (Full purchase price in today's dollars) |  | MT - NorthWestern Energy | Custom measures | " Are always trying to find better ways to get savings, but must use the current TRC tool, which wont change for next 10 years, so don’t really have any flexibility to consider other options " | Call with David Bausch at Northwestern Energy (3/5/14)
CT - CL&P, UI, CNG, SCG, Yankeegas, Energize Connecticut | Dehumidifier | Appliances | Electric | Residential |  | CT - CL&P, UI, CNG, SCG, Yankeegas, Energize Connecticut | Dehumidifier | 12 years, from GDS Associates Inc. Measure Life Report, Residential and Commercial Industrial Lighting and HVAC Measures, June 2007, Table 1. | 2012 Federal Standard Energy Factor, based on size of new unit | Calculated, based on an algorithm that depends on an assumed capacity of 64 pints/day, 67.5 days per year, and the baseline and new unit energy factor values. |  |  |  | CT - CL&P, UI, CNG, SCG, Yankeegas, Energize Connecticut | Dehumidifier | NONE | NONE | Must be functional. Capacity, energy factor, and make and model of the existing unit are recorded on site. | CT - CL&P, UI, CNG, SCG, Yankeegas, Energize Connecticut | Dehumidifier | Calculated, based on capacity of the existing unit, assumed number of operating days, the baseline energy factor, and the existing unit energy factor for the RUL of the existing unit, with normal replacement savings for the EUL of the new unit. |  | Yes | Uses the same algorithm as the normal replacement measure for the early retirement portion of the savings, with the existing unit capacity used instead of the new unit capacity and the existing unit efficiency and federal baseline (based on existing capacity) used instead of the new unit efficiency and the federal baseline based on the new unit capacity for the RUL of the existing unit. After the RUL of the existing unit, the normal replacement savings are used. | Y |  |  | 4 years, no source | Observed on site, if possible. If the Energy Factor of the existing unit is unknown, it shall be based on the 2007 Federal Standard EF for the existing unit’s capacity. If the capacity of the existing unit is unknown, the capacity of the new unit shall be used. | Same as normal replacement | CT - CL&P, UI, CNG, SCG, Yankeegas, Energize Connecticut | Dehumidifier |  |  | CT - CL&P, UI, CNG, SCG, Yankeegas, Energize Connecticut | Dehumidifier | Early Retirement savings are shown as the sum of the lost opportunity savings (normal replacement) and the retrofit savings (RUL of existing unit against existing unit efficiency). | Connecticut Program Savings Documentation 2013
MA - Cape Light Compact | Dehumidifiers | Appliances | Electric | Residential, Low Income |  | MA - Cape Light Compact | Dehumidifiers (Early Retirement) | 12 yrs, from EPA study of Life Cycle Cost Estimate for ENERGY STAR Dehumidifiers | 1.3 L/kWh, which is federal standard for 35 pint/day units | Deemed at 73 kWh, 0.042 kW |  | 250-320 |  | MA - Cape Light Compact | Dehumidifiers (Early Retirement) | NONE | NONE | Must be functioning | MA - Cape Light Compact | Dehumidifiers (Early Retirement) | Deemed at 34 kWh, 0.02 kW |  | No | Savings based on existing unit's assumed efficiency of pre-EPACT 2005, which is 1.2 L/kWh for a 35 pint/day unit, which is the assumed capacity and based on proposed unit having a baseline new unit efficiency fo 1.3 L/kWh, which is the federal standard for a 35 pint/day unit. It is assumed that these units operate 1,706 hours per year | Y | Field | RUL | 5 yrs, based on subtracting the average age of old units (7) turned in to PA from the EUL of new units (12). The PA (Cape Light Compact) measured this average age at a turn-in event in May 2010. | 1.2 L/kWh, pre-EPACT 2005 efficiency level |  | MA - Cape Light Compact | Dehumidifiers (Early Retirement) |  |  | MA - Cape Light Compact | Dehumidifiers (Early Retirement) | The measure description in the TRM includes both the normal replacement measure and the early retirement measure. The ER measure only applies to the RUL, there is no assumed savings after that. | Massachusetts TRM, NGRID Electric Annual Report (Appendix pg 80)
CT - CL&P, UI, CNG, SCG, Yankeegas, Energize Connecticut | Dishwasher | Appliances | Electric, Oil, Gas, Propane | Residential |  | CT - CL&P, UI, CNG, SCG, Yankeegas, Energize Connecticut | Dishwasher | 10 years, from Appliance Magazine. U.S. Appliance Industry: Market Share, Life Expectancy & Replacement Market, and Saturation Levels. January 2010. Page 10. | 307 kWh used per year and 5 gallons/cycle, from 2013 Federal Standard and assumptions | Calculated, based on annual rated kWh use of the new installed unit, rated gallons of water per cycle of the installed unit, water heater fuel type, and assumptions about the number of loads per year, capacity, etc. |  |  | 50 | CT - CL&P, UI, CNG, SCG, Yankeegas, Energize Connecticut | Dishwasher | NONE | NONE | Must be working, if found not to be working, it becomes a lost opportunity project. Brand and model of the existing unit is verified on site. | CT - CL&P, UI, CNG, SCG, Yankeegas, Energize Connecticut | Dishwasher | Deemed, based on water heating fuel for RUL of existing unit and then calculated using the normal replacement algorithm for EUL of the new unit |  | Yes | Uses algorithms that are only a function of the new unit rated annual energy usage and water use per cycle once all other assumptions have been accounted for after RUL of existing unit. Deemed existing unit savings for its RUL are calculated for each hot water fuel type using a set of use assumptions. Uses normal replacement savings after RUL of existing dishwasher and early replacement savings for RUL of existing dishwasher. | Y |  |  | 4 years, no source | 0.58 EF, which translates to 371 kWh per year. Energy Factor (EF) was not rated until the 1994 Federal Standard. The Maximum Energy and Water Use criteria replaced the EF in the 2009 Energy Star criteria, and the 2010 Federal Standard followed suit. The annual kWh energy use criterion differs from the EF in that it also includes standby energy use. The typical existing unit is represented by the 2001 Energy Star level at 0.58 EF, based on high market penetration in 2004, with equivalent energy use of 371 kWh/yr. Because there was no specification for water use prior to 2009, the typical existing unit water usage is estimated to be the same as the 2009 Energy Star (5.8 Gal/cycle) level. | Same as normal replacement | CT - CL&P, UI, CNG, SCG, Yankeegas, Energize Connecticut | Dishwasher |  |  | CT - CL&P, UI, CNG, SCG, Yankeegas, Energize Connecticut | Dishwasher | Water heating fuels are accounted for by separate algorithms/savings values for the different fuels. If the fuel sources are unknown, a blended savings algorithm is used using estimated Connecticut fuel mix. Connecticut uses Retirement for the RUL of the existing unit savings and Lost Opportunity for the EUL of the new unit savings and for normal replacements. The entire early retirement savings are classified as Retrofit | Connecticut Program Savings Documentation 2013
NH - Liberty | Electronically Commutated (EC) Motors | HVAC/Refrigeration | Electric | C&I | C&I | NH - Liberty | Electronically Commutated (EC) Motors | 20 years HVAC; 15 years refrigeration | NO DETAILS AVAILABLE | Calculated | NO DETAILS AVAILABLE | NO DETAILS AVAILABLE | $75 per motor | NH - Liberty | Electronically Commutated (EC) Motors | NONE | NONE | Contractor/owner must document that still operating | NH - Liberty | Electronically Commutated (EC) Motors | Calculated | $100 per motor | No | Savings are calculated between existing unit and efficient unit consumption | N |  |  | NO DETAILS AVAILABLE | NO DETAILS AVAILABLE |  | NH - Liberty | Electronically Commutated (EC) Motors | Fixed | NO DETAILS AVAILABLE | NH - Liberty | Electronically Commutated (EC) Motors |  | MA TRM 2013-2015 PLAN FINAL & "All 2014 Applications" (Liberty file)
NH - PSNH | Electronically Commutated (EC) Motors | HVAC/Refrigeration | Electric | C&I |  | NH - PSNH | Electronically Commutated (EC) Motors | 20 years HVAC; 15 years refrigeration | NO DETAILS AVAILABLE | Calculated | NO DETAILS AVAILABLE | NO DETAILS AVAILABLE | $75 per motor | NH - PSNH | Electronically Commutated (EC) Motors | NONE | NONE | Contractor/owner must document that still operating | NH - PSNH | Electronically Commutated (EC) Motors | Calculated | $100 per motor | No | Savings are calculated between existing unit and efficient unit consumption | N |  |  | NO DETAILS AVAILABLE | Obtained from savings table |  | NH - PSNH | Electronically Commutated (EC) Motors | Fixed | NO DETAILS AVAILABLE | NH - PSNH | Electronically Commutated (EC) Motors |  | 2012 AAA Master & 2013 Master Spreadsheet - Lighting (Measure life)
NH - Unitil | Electronically Commutated (EC) Motors | HVAC/Refrigeration | Electric | C&I | C&I | NH - Unitil | Electronically Commutated (EC) Motors | 20 years HVAC; 15 years refrigeration | NO DETAILS AVAILABLE | Calculated | NO DETAILS AVAILABLE | NO DETAILS AVAILABLE | $75 per motor | NH - Unitil | Electronically Commutated (EC) Motors | NONE | NONE | Contractor/owner must document that still operating | NH - Unitil | Electronically Commutated (EC) Motors | Calculated | $100 per motor | No | Savings are calculated between existing unit and efficient unit consumption | N |  |  | NO DETAILS AVAILABLE | Obtained from savings table |  | NH - Unitil | Electronically Commutated (EC) Motors | Fixed | NO DETAILS AVAILABLE | NH - Unitil | Electronically Commutated (EC) Motors |  | 2012 AAA Master & 2013 Master Spreadsheet - Lighting (Measure life)
NY - ConEdison | Electronically Commutated (EC) Motors | HVAC/Refrigeration | Electric | Commercial | Small Business | NY - ConEdison | Electronically Commutated (EC) Motors | Not researched | Not researched | Not researched | Not researched | Not researched | Not researched | NY - ConEdison | Electronically Commutated (EC) Motors | NONE | NONE | Equipment must be operating, as determined in field by implementation contractors. | NY - ConEdison | Electronically Commutated (EC) Motors | Calculated using existing equipment as baseline | 70% of installed total cost | No | Calculated between existing equipment and new equipment using the full EUL of new equipment | N |  | EUL | EUL=RUL. Do not collect this information. Too difficult. | Information not provided. | N/A | NY - ConEdison | Electronically Commutated (EC) Motors | Fixed | Full cost of new measures (equipment + labor) | NY - ConEdison | Electronically Commutated (EC) Motors | Measure offered through Small Business Direct Install Program. | Interview with Small Business Direct Install Program Manager & NY TRM
NH - PSNH | Fixtures | Lighting | Electric | Residential | Residential | NH - PSNH | Fixtures | 8 years for Interior, 5 for exterior | Current code efficiency | Deemed (62.3 kWh per year) | NO DETAILS AVAILABLE | NO DETAILS AVAILABLE | $10 per unit | NH - PSNH | Fixtures | NONE | NONE | Contractor/owner must document that still operating | NH - PSNH | Fixtures | Deemed at 23 kWh/year | NO DETAILS AVAILABLE | No | Concrete calculation (unknown figures) | N |  | EUL | 20 years | NO DETAILS AVAILABLE |  | NH - PSNH | Fixtures | NO DETAILS AVAILABLE | NO DETAILS AVAILABLE | NH - PSNH | Fixtures |  | 2014 PSNH All Pgms
NH - Unitil | Fixtures | Lighting | Electric | Residential | Residential | NH - Unitil | Fixtures | 8 years for Interior, 5 for exterior | Current code efficiency | Deemed (62.3 kWh per year) | NO DETAILS AVAILABLE | NO DETAILS AVAILABLE | $10 per unit | NH - Unitil | Fixtures | NONE | NONE | Contractor/owner must document that still operating | NH - Unitil | Fixtures | Deemed at 23 kWh/year | NO DETAILS AVAILABLE | No | Concrete calculation (unknown figures) | N |  | EUL | 20 years | NO DETAILS AVAILABLE |  | NH - Unitil | Fixtures | NO DETAILS AVAILABLE | NO DETAILS AVAILABLE | NH - Unitil | Fixtures |  | 2014 PSNH All Pgms
NH - Liberty | Fluorescent fixtures | Lighting | Electric | C&I | C&I | NH - Liberty | Fluorescent fixtures | 15 years | Lighting wattages table | Calculated | NO DETAILS AVAILABLE | NO DETAILS AVAILABLE | $15-35 based on wattage and type | NH - Liberty | Fluorescent fixtures | NONE | NONE | Must meet minimum wattage reduction requirements | NH - Liberty | Fluorescent fixtures | Calculated | $15-90 based on wattage and type | No | Savings are calculated between existing unit and efficient unit consumption | N |  |  | NO DETAILS AVAILABLE | Determined from application info |  | NH - Liberty | Fluorescent fixtures | Calculated | 35% of total cost | NH - Liberty | Fluorescent fixtures |  | MA TRM 2012 & Liberty Utilities "All 2014 Applications"
NH - PSNH | Fluorescent | Lighting | Electric | C&I | C&I | NH - PSNH | Fluorescent | 15 years | Current code efficiency | Calculated (based on fixture wattage and operating hours) | NO DETAILS AVAILABLE | NO DETAILS AVAILABLE | $15-35 based on wattage and type | NH - PSNH | Fluorescent | NONE | NONE | Contractor/owner must document that still operating | NH - PSNH | Fluorescent | Calculated (based on fixture wattage and operating hours) | $15-90 based on wattage and type | No | Savings calculated based on fixture wattage and operating hours | Y |  | Blended | 13 years | Determined from application info |  | NH - PSNH | Fluorescent | Calculated | 35% of total cost | NH - PSNH | Fluorescent |  | 2013 Master Spreadsheet - Lighting
NH - Unitil | Fluorescent | Lighting | Electric | C&I | C&I | NH - Unitil | Fluorescent | 15 years | Current code efficiency | Calculated (based on fixture wattage and operating hours) | NO DETAILS AVAILABLE | NO DETAILS AVAILABLE | $15-35 based on wattage and type | NH - Unitil | Fluorescent | NONE | NONE | Contractor/owner must document that still operating | NH - Unitil | Fluorescent | Calculated (based on fixture wattage and operating hours) | $15-90 based on wattage and type | No | Savings calculated based on fixture wattage and operating hours | Y |  | Blended | 13 years | Determined from application info |  | NH - Unitil | Fluorescent | Calculated | 35% of total cost | NH - Unitil | Fluorescent |  | 2013 Master Spreadsheet - Lighting
CT - CL&P, UI, CNG, SCG, Yankeegas, Energize Connecticut | Freezer Replacement | Appliances | Electric | Residential |  | CT - CL&P, UI, CNG, SCG, Yankeegas, Energize Connecticut | Freezer Replacement | 11 years, from Appliance Magazine. U.S. Appliance Industry: Market Share, Life Expectancy & Replacement Market, and Saturation Levels. January 2010. Page 10. | The efficiency of a freezer model is rated on the annual energy usage in kWh, which varies according to size, configuration, and features. The ENERGY STAR 2008 values are used for new homes, while the current federal standard values are used for all others. | Savings are calculated as the difference in unadjusted rated annual energy usage between two efficiency levels. The savings depend on the freezer type and capacity. |  |  | 25 | CT - CL&P, UI, CNG, SCG, Yankeegas, Energize Connecticut | Freezer Replacement | NONE | NONE | Must be greater than 7.75 cu ft., must be functional. Existing unit energy consumption, total volume, year of manufacture, category (upright, chest, etc.), and brand and model are recorded on-site. | CT - CL&P, UI, CNG, SCG, Yankeegas, Energize Connecticut | Freezer Replacement | Calculated, based on existing unit volume and the corresponding federal baseline, along with the rated annual energy consumption of the existing unit |  | Yes | Uses existing unit volume to determine adjusted volume, which is then used with the freezer category to select the appropriate baseline energy use formula and annual 2001 federal baseline energy consumption. Finally, the difference between the annual energy use of the existing unit (from manufacturer data or observed) the baseline energy consumption determines the retirement energy savings. This savings is applied for the RUL of the existing unit and the normal replacement savings are applied for the EUL of the new unit. The normal replacement baseline is based on the new unit adjusted volume, while the early retirement baseline is based on the existing unit adjusted volume. | Y |  |  | 4 years, no source | Either observed while on-site (from DOE sticker, or manufacturer and model number and CEC database) or, if not available, estimated based on an algorithm depending on volume and year of manufacture. Efficiency expressed as energy consumption per year. The algorithm for unknown existing unit efficiency is different if the unit was built before 1978 than if it was built after 1978. The algorithms depend on age and volume and are based on the average rated usage of full size standard freezers found in the CEC database | Same as normal replacement | CT - CL&P, UI, CNG, SCG, Yankeegas, Energize Connecticut | Freezer Replacement |  |  | CT - CL&P, UI, CNG, SCG, Yankeegas, Energize Connecticut | Freezer Replacement | Early Retirement savings are shown as the sum of the lost opportunity savings (normal replacement) and the retrofit savings (RUL of existing unit against existing unit efficiency). Exceptions to standard calculations for replacement of existing units may occur in the following special situations: a. If the annual kWh usage of the existing unit is already less than or equal to the baseline level (Ee Eb), no retirement savings may be claimed. b. If the annual kWh usage of existing unit is less than the baseline level but greater than the annual kWh usage of the new installed unit (Ei < Ee < Eb), the lost opportunity component of savings may still be claimed, but the existing unit Annual kWh usage must be used for the baseline rather than Energy Star 2004. c. If new unit Annual kWh is greater than or equal to the existing unit kWh (Ee<Ei), regardless of size, no savings may be claimed. | Connecticut Program Savings Documentation 2013, Energize Connecticut website
VT - Efficiency Vermont | Freezer Replacement | Appliances | Electric | Residential | Multifamily | VT - Efficiency Vermont | Freezer Replacement | 12 years, From ENERGY STAR calculator: http://www.energystar.gov/ia/business/bulk_purchasing/bpsavings_calc/appliance_calculator.xlsx?e678-f5e6&e678-f5e6 | Minimum federal efficiency standard |  | The cost of a baseline freezer is $335. Based on review of data from the Northeast Regional ENERGY STAR Consumer Products Initiative; “2009 ENERGY STAR Appliances Practices Report”, submitted by Lockheed Martin, December 2009. The calculated full costs ($465 for a baseline unit) are multiplied by the 72% size factor to account for the smaller units being installed in MF. | The full cost for an Energy Star freezer is $360. Based on review of data from the Northeast Regional ENERGY STAR Consumer Products Initiative; “2009 ENERGY STAR Appliances Practices Report”, submitted by Lockheed Martin, December 2009. The calculated full costs ($500 for ENERGY STAR) are multiplied by the 72% size factor to account for the smaller units being installed in MF. |  | VT - Efficiency Vermont | Freezer Replacement | NONE | Must be made before 2001 | Must be functioning | VT - Efficiency Vermont | Freezer Replacement | Deemed at 231.8 kWh, 0.0275 kW |  | Yes | Original program savings based on pre-1993 freezers only and 1993-2001 freezers are 25% more efficient than pre-1993 ones and Eff. Vermont assumed that 30% of future replacements will be for 1993-2001 freezers, so original deemed savings values had to be adjusted accordingly. This 30% assumption will be reviewed annually for adjustment. Also, a 72% multiplier was used to convert single family deemed savings values to multifamily, since the multifamily units are smaller. This multiplier is calculated by comparing the average MF retrofitted energy savings per unit (525kwh) to the average single family residential retrofitted energy savings (726kWh) indicating a 72% savings factor. Existing energy use is used for RUL (3 years) and then the 2001 federal baseline is used as the baseline for the next 9 years (12 year new unit EUL - 3 years). Demand savings are simply the kWh savings divided by the full-load hours (8477) | Y |  |  | 3 years, based on an assumption. No other information provided. | The existing pre-2001 freezer baseline efficiency is estimated by calculating the estimated kWh for an equivalent unit at the Federal Standard in 1990 and 1993 for all units incentivized through the Efficient Product program in 2009-2010 | Federal 2001 minimum standard efficiency | VT - Efficiency Vermont | Freezer Replacement | The full cost for an Energy Star freezer is $360. The cost of a baseline replacement freezer is $335 | Based on review of data from the Northeast Regional ENERGY STAR Consumer Products Initiative; “2009 ENERGY STAR Appliances Practices Report”, submitted by Lockheed Martin, December 2009. These calculated full costs ($500 for ENERGY STAR and $465 for a baseline unit) are multiplied by the 72% size factor to account for the smaller units being installed in MF. | VT - Efficiency Vermont | Freezer Replacement | This measure became prescriptive in 2009, so individual unit energy use is no longer tracked. The age requirement for this measure was changed in 2012 from pre-1993 to pre-2001. 8477 equivalent full load hours are assumed. Efficient unit efficiency: High efficiency is defined as any model meeting or exceeding 2007 Energy Star standard – currently set to 10% over the 2001 federal minimum standard. | Efficiency Vermont TRM Early Replacement and Dual Baseline Measures, Efficiency Vermont TRM
VT - Efficiency Vermont | Freezer Replacement | Appliances | Electric | Residential, Low Income | Single-family | VT - Efficiency Vermont | Freezer Replacement | 12 years, From ENERGY STAR calculator: http://www.energystar.gov/ia/business/bulk_purchasing/bpsavings_calc/appliance_calculator.xlsx?e678-f5e6&e678-f5e6 |  |  | The cost of a baseline freezer is $335. Based on review of data from the Northeast Regional ENERGY STAR Consumer Products Initiative; “2009 ENERGY STAR Appliances Practices Report”, submitted by Lockheed Martin, December 2009. The calculated full costs ($465 for a baseline unit) are multiplied by the 72% size factor to account for the smaller units being installed in MF. | The full cost for an Energy Star freezer is $360. Based on review of data from the Northeast Regional ENERGY STAR Consumer Products Initiative; “2009 ENERGY STAR Appliances Practices Report”, submitted by Lockheed Martin, December 2009. The calculated full costs ($500 for ENERGY STAR) are multiplied by the 72% size factor to account for the smaller units being installed in MF. |  | VT - Efficiency Vermont | Freezer Replacement | NONE | Must be made before 2001 | Must be functioning | VT - Efficiency Vermont | Freezer Replacement | Deemed at 321.5 kWh, 0.038 kW |  | Yes | Original program savings based on pre-1993 freezers only and 1993-2001 freezers are 25% more efficient than pre-1993 ones and Eff. Vermont assumed that 30% of future replacements will be for 1993-2001 freezers, so original deemed savings values had to be adjusted accordingly. This 30% assumption will be reviewed annually for adjustment. Existing energy use is used for RUL (3 years) and then the 2001 federal baseline is used as the baseline for the next 9 years (12 year new unit EUL - 3 years). Demand savings are simply the kWh savings divided by the full-load hours (8477) | Y |  |  | 3 years, based on an assumption. No other information provided. | The existing pre-2001 freezer baseline efficiency is estimated by calculating the estimated kWh for an equivalent unit at the Federal Standard in 1990 and 1993 for all units incentivized through the Efficient Product program in 2009-2010 | Federal 2001 minimum standard efficiency | VT - Efficiency Vermont | Freezer Replacement | The full cost for an Energy Star freezer is $500. The cost of a baseline replacement freezer is $465 | Based on review of data from the Northeast Regional ENERGY STAR Consumer Products Initiative; “2009 ENERGY STAR Appliances Practices Report”, submitted by Lockheed Martin, December 2009. | VT - Efficiency Vermont | Freezer Replacement | This measure became prescriptive in 2009, so individual unit energy use is no longer tracked. The age requirement for this measure was changed in 2012 from pre-1993 to pre-2001. 8477 equivalent full load hours are assumed. Efficient unit efficiency: High efficiency is defined as any model meeting or exceeding 2007 Energy Star standard – currently set to 10% over the 2001 federal minimum standard. | Efficiency Vermont TRM Early Replacement and Dual Baseline Measures, Efficiency Vermont TRM
MA - National Grid, NSTAR, Cape Light Compact, Unitil, WMECo, Columbia Gas, New England Gas, Blackstone Gas, Berkshire Gas | Freezer Retrofit/Replacement | Refrigeration (Consumer Appliances) | Electric | Low Income | 1-4 family, multi-family categories | MA - National Grid, NSTAR, Cape Light Compact, Unitil, WMECo, Columbia Gas, New England Gas, Blackstone Gas, Berkshire Gas | Freezer Retrofit/Replacement | 11 yrs, from EPA study of Life Cycle Cost Estimate for ENERGY STAR Freezer | Federal minimum standard | Deemed at 0.006 kW and 49 kWh for ENERGY STAR units, 0.017 kW and 140 kWh for Top Ten Freezers. Estimated using demand allocation methodology described in: Cadmus Demand Impact Model (2012) Prepared for Massachusetts Program Administrators and Environmental Protection Agency (2012) Freezers Qualified Product List. July 18, 2012. Average of all units in category. |  |  | 20-30 depending on efficiency | MA - National Grid, NSTAR, Cape Light Compact, Unitil, WMECo, Columbia Gas, New England Gas, Blackstone Gas, Berkshire Gas | Freezer Retrofit/Replacement | NONE | NONE | Must be functioning | MA - National Grid, NSTAR, Cape Light Compact, Unitil, WMECo, Columbia Gas, New England Gas, Blackstone Gas, Berkshire Gas | Freezer Retrofit/Replacement | Deemed at 239 kWh for all, 0.029 kW for 1-4 family, 0.033 kW for multi-family | 20 | No | Savings come from Cadmus 2012 Low Income Single Family Impact Evaluation for PAs of Mass. | N |  | EUL | 12 yrs, from EPA Life Cycle Cost Estimate for ENERGY STAR Residential Refrigerator | Existing freezer efficiency, coming from impact evaluation. The baseline efficiency for both the replaced and baseline new freezer is represented by the existing freezer. It is assumed that low-income customers would otherwise replace their freezers with a used inefficient unit. |  | MA - National Grid, NSTAR, Cape Light Compact, Unitil, WMECo, Columbia Gas, New England Gas, Blackstone Gas, Berkshire Gas | Freezer Retrofit/Replacement |  |  | MA - National Grid, NSTAR, Cape Light Compact, Unitil, WMECo, Columbia Gas, New England Gas, Blackstone Gas, Berkshire Gas | Freezer Retrofit/Replacement | High-efficiency case is a new high efficiency freezer, but is not defined. | Massachusetts TRM, MassSave website
MN - Xcel Energy | Freezer Replacement | Residential Appliances | Electric | Residential, Low Income | Low-income only | MN - Xcel Energy | Freezer Replacement | NA | NA | NA | NA | NA | NA | MN - Xcel Energy | Freezer Replacement | NONE | NONE | Must be working and customer must meet income requirements | MN - Xcel Energy | Freezer Replacement | Deemed at 82 kWh | $303 per unit | No | Savings calculated by using the ENERGY STAR Freezer Calculator's (2008) conventional new unit energy consumption with default assumptions for a compact upright freezer with auto-defrost and subtracting the ENERGY STAR-qualified unit (2008) energy consumption for the same freezer type | N |  | EUL | 11 yrs, based on taking the EUL from the ENERGY STAR Freezer Calculator (2008) | Based on default assumptions for a conventional new compact upright freezer with auto-defrost from the ENERGY STAR freezer calculator | NA | MN - Xcel Energy | Freezer Replacement | Fixed amount ($303), presumably to pay for the removal cost and the cost of the new ENERGY STAR unit. | Deemed value, it appears to be from their vendor, but they determined the vendor cost to be too high, so it was scaled down by multiplying the vendor cost by the ratio of the deemed air conditioner replacement measure cost to the vendor air conditioner cost to estimate vendor mark-up. | MN - Xcel Energy | Freezer Replacement | Also, for all of the low income measures, it should be noted that the rebate amounts are equal to the incremental costs, which are equal to the cost of removing and disposing of the existing units and purchasing the new unit | Xcel Energy Deemed Savings Workbook - Home Energy Savings Program, Xcel Energy Income-Qualified Home Energy Services website
CT - CL&P, UI, CNG, SCG, Yankeegas, Energize Connecticut | Furnace | HVAC | Gas, Oil, Propane | Residential |  | CT - CL&P, UI, CNG, SCG, Yankeegas, Energize Connecticut | Furnace | 20 years, no source | 78% for gas or propane, 80% for oil | Calculated, based on area being heated, AFUE of new unit, and heating factor, which is based on the age of the home and has units of BTU/SF/Year |  |  | $600 for gas furnace ($390 outside of CL&P and UI territory), $200 for propane or oil | CT - CL&P, UI, CNG, SCG, Yankeegas, Energize Connecticut | Furnace | NONE | NONE | Must be working, if found not to be working, it becomes a lost opportunity project | CT - CL&P, UI, CNG, SCG, Yankeegas, Energize Connecticut | Furnace | Calculated, based on heated area, heating load factor (based on home age), and the deemed value of the AFUE of the existing boiler (based on furnace age) | 1000 | Yes | The same algorithm is used for normal replacement and early retirement. Only the AFUE values are changed. The existing furnace AFUE is determined from the furnace's age and deemed values from the PSD. These efficiency values come from: ENERGY STAR Microsoft Excel tool, “Life Cycle Cost Estimate for an ENERGY STAR Residential Furnace,” http://www.energystar.gov/ia/business/bulk_purchasing/bpsavings_calc/Calc_Furnaces.xls, last updated July, 2009, last accessed August 6, 2012. The fossil fuel savings for this measure are calculated using the same methodology as the ENERGY STAR Furnace calculator, which is located on the ENERGY STAR Website. The calculator uses the home’s year of construction, location, and area to determine the home’s annual heating load. The age of the furnace is used to determine the efficiency. | Y |  |  | 5 years, no source | Deemed, based on furnace age | Same as normal replacement (80%) | CT - CL&P, UI, CNG, SCG, Yankeegas, Energize Connecticut | Furnace |  |  | CT - CL&P, UI, CNG, SCG, Yankeegas, Energize Connecticut | Furnace | Early Retirement savings are shown as the sum of the lost opportunity savings (normal replacement) and the retrofit savings (RUL of existing unit against existing unit efficiency) | Connecticut Program Savings Documentation 2013, Energize Connecticut website, Star Supply website
NY - ConEdison | Furnace | HVAC | Electric/gas | Commercial and Industrial | Large customers with monthly peak demand > 110 kW | NY - ConEdison | Furnace | Not researched | AFUE = 78% | Calculated using NYS TRM method (see TRM for detailed formula) | Not researched | Not researched | ranges based on measures (https://www.conedci.com/HVAC.aspx) | NY - ConEdison | Furnace | Must be functioning. | NONE | NONE | NY - ConEdison | Furnace | Calculated using exising equipment baseline for RUL, then state code for remainder of EUL | ranges based on measures (https://www.conedci.com/HVAC.aspx) | Yes | Dual basline method, overall savings calculated using ratios in Appendix M. | Y | Field |  | RUL calculated with some type of documented age of existing equipment | Name plate info used; verifyed during pre inspection | Existing efficiency code | NY - ConEdison | Furnace | Calculated | Full costs adjusted using Appendix M tables | NY - ConEdison | Furnace |  | NYS Appendix M Call w/ ConEdison Engineering Staff on 6/23/14
NH - PSNH | Furnace Fan/ECM | HVAC | Electric | Residential |  | NH - PSNH | Furnace Fan | 20 years | Current code efficiency | Deemed (86 kWh per year) | NO DETAILS AVAILABLE | NO DETAILS AVAILABLE | NO DETAILS AVAILABLE | NH - PSNH | Furnace Fan | NONE | NONE | Contractor/owner must document that still operating | NH - PSNH | Furnace Fan | Deemed at 86 kWh/year | NO DETAILS AVAILABLE | No | NO DETAILS AVAILABLE | N |  | EUL | 20 years | NO DETAILS AVAILABLE |  | NH - PSNH | Furnace Fan | NO DETAILS AVAILABLE | NO DETAILS AVAILABLE | NH - PSNH | Furnace Fan |  | 2014 PSNH All Pgms
NH - PSNH | Furnace w/ ECM Motor | HVAC | Electric | Residential |  | NH - PSNH | Furnace w/ ECM Motor | 20 years | Current code efficiency | Deemed (733 kWh per year) | NO DETAILS AVAILABLE | NO DETAILS AVAILABLE | NO DETAILS AVAILABLE | NH - PSNH | Furnace w/ ECM Motor | NONE | NONE | Contractor/owner must document that still operating | NH - PSNH | Furnace w/ ECM Motor | Deemed at 733 kWh/year | NO DETAILS AVAILABLE | No | NO DETAILS AVAILABLE | N |  | EUL | 20 years | NO DETAILS AVAILABLE |  | NH - PSNH | Furnace w/ ECM Motor | NO DETAILS AVAILABLE | NO DETAILS AVAILABLE | NH - PSNH | Furnace w/ ECM Motor |  | 2014 PSNH All Pgms
IL - Ameren | Furnace | HVAC | Gas | Residential |  | IL - Ameren | Furnace | 20 yrs | Federal minimum standard (AFUE <=75%) | Calculated (based on boiler/furnace load and Climate Zone); Avg ex-ante per-unit savings of 137 Therms | Based on US DOE EERE data, dependent on tier | Based on US DOE EERE data, dependent on tier | AFUE 95%+ $200; AFUE 97%+ $300 | IL - Ameren | Furnace | AFUE <=75% | NONE | Cost of any repairs <$528. | IL - Ameren | Furnace | Calculated (based on boiler/furnace load and Climate Zone); Avg ex-ante per-unit savings of 337 Therms | AFUE 95%+ $400; AFUE 97%+ $500 | Yes | Savings are calculated between existing unit and efficient unit consumption during the remaining life of the existing unit, and between new baseline unit and efficient unit consumption for the remainder of the measure life. | Y |  |  | RUL=6 years (Assumed to be one third of EUL. EUL in turn is based on the technical support documents for federal residential appliance standards) | Determined from application info | At time of writing [the TRM], the DOE had rescinded the next Federal Standard change for furnaces, however it is likely that a new standard will be in effect after the assumed remaining useful life of the existing unit. For the purposes of this measure- the new baseline is assumed to be 90%. | IL - Ameren | Furnace | Fixed Amount (per AFUE) | AFUE 90%=$725, AFUE 91%=$716, AFUE 92%=$802, AFUE 93%=$1,014, AFUE 94%=$1,226, AFUE 95%=$1,438, AFUE 96%=$1,650 | IL - Ameren | Furnace |  | Impact and Process Evaluation of Ameren Illinois Company's Residential HVAC Program (PY5); Illinois Statewide Techincal Reference Manual for Energy Efficiency
OR - Energy Trust of Oregon | Furnace | HVAC | Gas | Residential | Part of Clean Energy Works program | OR - Energy Trust of Oregon | Furnace | 25 years | Market Baseline = 90 AFUE | 70.56 therms; calculated against the adjusted baseline of 80 AFUE | Incremental costs of $700 | Actual costs | $150 - $550 depending on the recipient's income and geographical locations | OR - Energy Trust of Oregon | Furnace | 80-90% efficiency 65 - 78 AFUE based on Fed Standard | Avg. Age = 21 years - IS maximum measure lifetime of 70 years |  | OR - Energy Trust of Oregon | Furnace | Calculated; "Early replacement calculated from 74 AFUE to 95 AFUE (150.8 Therms), normal calculated from 80 AFUE to 90 AFUE (70.56 Therms)" | NONE | NO | Savings calculated for 4 years (RUL = 4 ) based on existing equipment . New EE equipment assumed as 95% efficiency | Y |  | RUL | 4 years | Assumed at weighted average of 74 AFUE | NA | OR - Energy Trust of Oregon | Furnace | calculated at $802. NPV of cost of furnace 4 or 5 years with a discount rate and subtract from cost of furnace. In addition, same process done for potential replacement costs in Year 25 and Year 30. Tax credit also factored in. | Discount rate of 3.2%; equals NWPPC "consumer discount rate" set each 5 years | OR - Energy Trust of Oregon | Furnace | * Are now studying whether to ad a second (dual) baseline to capture additional smaller savings for 21 years | Call with Paul Sklar at ET (3/4/14) "Annointing but not a blessing of gas furnace arly replacement" (Email outlining the program)
IL - Ameren | Ground Source Heat Pump | HVAC | Electric | Residential |  | IL - Ameren | Ground Source Heat Pump | 18 yrs | Federal minimum standard (SEER 13, EER 11, 7.7 HSPF) | Calculated (based on SEER, EER, HSPF and Climate Zone); Avg ex-ante per-unit savings of 3,814 kWh | Cost of a 3 ton standard heat pump (SEER 13, EER 11) = $3,609 | Actual cost | 600 | IL - Ameren | Ground Source Heat Pump | SEER <=10 | NONE | Cost of any repairs <$249 per ton | IL - Ameren | Ground Source Heat Pump | Calculated (based on SEER, EER, HSPF and Climate Zone); Avg ex-ante per-unit savings of 3,814 kWh | 600 | Yes | Savings are calculated between existing unit and efficient unit consumption during the remaining life of the existing unit, and between new baseline unit and efficient unit consumption for the remainder of the measure life. | Y |  |  | RUL=6 years (Assumed to be one third of EUL. EUL in turn is based on 2007 GDS Associates "Measure Life Report, Residential and Commercial/Industrial Lighting and HVAC Measures" study) | Determined from application info | Future federal efficiency standard | IL - Ameren | Ground Source Heat Pump | Calculated | NPV of New Equipment Cost moved forward by RUL | IL - Ameren | Ground Source Heat Pump | Ameren does not distinguish between early and normal replacement for this measure. | Impact and Process Evaluation of Ameren Illinois Company's Residential HVAC Program (PY5); Illinois Statewide Techincal Reference Manual for Energy Efficiency
OH - Dayton Power & Light | Ground Source Heat Pump | HVAC | Electric | Residential |  | OH - Dayton Power & Light | Ground Source Heat Pump | 18 yrs | Mimimum ENERGY STAR efficiency level standard (multiple Tiers, table available p. 82) | Identified through annual review of customer billing data, program tracking data, draft Ohio TRM algorithms and assumptions, and primary and secondary data. | Actual cost of minimum federal efficiency level standards | Per-ton costs based on data provided in secondary sources | SEER 16-18 $800 SEER 19+ $1200 | OH - Dayton Power & Light | Ground Source Heat Pump | NONE | Less than 20 yrs if customer is applying for ER measure and equipment is non-functioning | Less than $1,000 repair cost if customer is applying for ER measure and equipment is non-functioning | OH - Dayton Power & Light | Ground Source Heat Pump | Identified through annual review of customer billing data, program tracking data, draft Ohio TRM algorithms and assumptions, and primary and secondary data. | SEER 16-18 $1200 SEER 19+ $1600 | Yes, for ER measures | Savings calculated using modified OH TRM ground-source heat pump (time of sale) energy savings algorithm: = (FLHcool * BtuH * (1/SEERexist – (1/(SEERee * 1.02)) / 1000 + (FLHheat * BtuH * (1/COPexist – (1/COPee * 3.412)) / 1000 | Y |  |  | 5 yrs | Actual-from program tracking data | Minimum federal efficiency level standards | OH - Dayton Power & Light | Ground Source Heat Pump | Calculated | Methodology articulated in draft OH TRM;"The average cost of a geothermal installation was $14,278 for a total system."; discount rate of 5% | OH - Dayton Power & Light | Ground Source Heat Pump | New measure in 2010; no early replacement information in Ohio TRM | State of Ohio Energy Efficiency Technical Reference Manual; DP&L Portfolio Plan 2013-2015; 2010, 2011, 2012, 2013 Portfolio Status Report
NH - PSNH | Hardwired CFL | Lighting | Electric | C&I |  | NH - PSNH | Hardwired CFL | 15 years | Current code efficiency | Calculated (based on fixture wattage and operating hours) | NO DETAILS AVAILABLE | NO DETAILS AVAILABLE | NO DETAILS AVAILABLE | NH - PSNH | Hardwired CFL | NONE | NONE | Contractor/owner must document that still operating | NH - PSNH | Hardwired CFL | Calculated (based on fixture wattage and operating hours) | NO DETAILS AVAILABLE | No | Savings calculated based on fixture wattage and operating hours | Y |  | Blended | 13 years | Determined from application info |  | NH - PSNH | Hardwired CFL | NO DETAILS AVAILABLE | NO DETAILS AVAILABLE | NH - PSNH | Hardwired CFL |  | 2013 Master Spreadsheet - Lighting
NH - Unitil | Hardwired CFL | Lighting | Electric | C&I |  | NH - Unitil | Hardwired CFL | 15 years | Current code efficiency | Calculated (based on fixture wattage and operating hours) | NO DETAILS AVAILABLE | NO DETAILS AVAILABLE | NO DETAILS AVAILABLE | NH - Unitil | Hardwired CFL | NONE | NONE | Contractor/owner must document that still operating | NH - Unitil | Hardwired CFL | Calculated (based on fixture wattage and operating hours) | NO DETAILS AVAILABLE | No | Savings calculated based on fixture wattage and operating hours | Y |  | Blended | 13 years | Determined from application info |  | NH - Unitil | Hardwired CFL | NO DETAILS AVAILABLE | NO DETAILS AVAILABLE | NH - Unitil | Hardwired CFL |  | 2013 Master Spreadsheet - Lighting
MA - National Grid, NSTAR, Cape Light Compact, Unitil, WMECo, Columbia Gas, New England Gas, Blackstone Gas, Berkshire Gas | Heating System Replacement | HVAC | Oil, Propane | Residential, Low Income | Low Income, 1-4 family | MA - National Grid, NSTAR, Cape Light Compact, Unitil, WMECo, Columbia Gas, New England Gas, Blackstone Gas, Berkshire Gas | Heating System Replacement | 20 yrs, from EPA study of Life Cycle Cost Estimate for ENERGY STAR Qualified Boilers | AFUE of 80%, based on code | Deemed at 8.5, 3.5, 16, and 3.5 MMBtu for oil forced hot water, oil steam, propane forced hot water, and propane steam boilers, respectively |  |  | 1000-1500, depending on efficiency | MA - National Grid, NSTAR, Cape Light Compact, Unitil, WMECo, Columbia Gas, New England Gas, Blackstone Gas, Berkshire Gas | Heating System Replacement | NONE | NONE | Must be functioning | MA - National Grid, NSTAR, Cape Light Compact, Unitil, WMECo, Columbia Gas, New England Gas, Blackstone Gas, Berkshire Gas | Heating System Replacement | Deemed at 132 kWh, 0.07 kW, 18.4 MMBtu |  | No | Deemed based on study results from Low Income Single Family Impact Evaluation by Cadmus in 2012 for PAs in Mass. | N |  | EUL | Same as Normal Replacement (18 years), from EPA Life Cycle Cost Estimate for ENERGY STAR furnace | Value not provided, only that it is the existing unit efficiency |  | MA - National Grid, NSTAR, Cape Light Compact, Unitil, WMECo, Columbia Gas, New England Gas, Blackstone Gas, Berkshire Gas | Heating System Replacement |  |  | MA - National Grid, NSTAR, Cape Light Compact, Unitil, WMECo, Columbia Gas, New England Gas, Blackstone Gas, Berkshire Gas | Heating System Replacement |  | Massachusetts TRM, GasNetworks.com
NH - PSNH | HID Lighting | Lighting | Electric | C&I |  | NH - PSNH | HID Lighting | 15 years | Current code efficiency | Calculated (based on fixture wattage and operating hours) | NO DETAILS AVAILABLE | NO DETAILS AVAILABLE | NO DETAILS AVAILABLE | NH - PSNH | HID Lighting | NONE | NONE | Contractor/owner must document that still operating | NH - PSNH | HID Lighting | Calculated (based on fixture wattage and operating hours) | NO DETAILS AVAILABLE | No | Savings calculated based on fixture wattage and operating hours | Y |  | Blended | 13 years | Determined from application info |  | NH - PSNH | HID Lighting | NO DETAILS AVAILABLE | NO DETAILS AVAILABLE | NH - PSNH | HID Lighting |  | 2013 Master Spreadsheet - Lighting
NH - Unitil | HID Lighting | Lighting | Electric | C&I |  | NH - Unitil | HID Lighting | 15 years | Current code efficiency | Calculated (based on fixture wattage and operating hours) | NO DETAILS AVAILABLE | NO DETAILS AVAILABLE | NO DETAILS AVAILABLE | NH - Unitil | HID Lighting | NONE | NONE | Contractor/owner must document that still operating | NH - Unitil | HID Lighting | Calculated (based on fixture wattage and operating hours) | NO DETAILS AVAILABLE | No | Savings calculated based on fixture wattage and operating hours | Y |  | Blended | 13 years | Determined from application info |  | NH - Unitil | HID Lighting | NO DETAILS AVAILABLE | NO DETAILS AVAILABLE | NH - Unitil | HID Lighting |  | 2013 Master Spreadsheet - Lighting
NH - Liberty | High efficiency air compressor | Compressed Air | Electric | C&I |  | NH - Liberty | High efficiency air compressor | 15 years | Typical modulating compressor with blow-down valve | Calculated | NO DETAILS AVAILABLE | NO DETAILS AVAILABLE | 15-24 HP ($45-90 per HP); 25-49 HP ($45-140 per HP); 50-70 HP ($50-125 per HP) | NH - Liberty | High efficiency air compressor | None | NONE | Must use modulating control | NH - Liberty | High efficiency air compressor | Calculated | 15-24 HP ($170 per HP); 25-49 HP ($145-200 per HP); 50-70 HP ($120-180 per HP) | No | Savings are calculated between existing unit and efficient unit consumption | N |  |  | NO DETAILS AVAILABLE | Determined from application info |  | NH - Liberty | High efficiency air compressor | Calculated | 35% of total cost | NH - Liberty | High efficiency air compressor |  | MA TRM 2012 & Liberty Utilities "All 2014 Applications"
NH - PSNH | High efficiency air compressor | Compressed Air | Electric | C&I |  | NH - PSNH | High efficiency air compressor | 15 years | Typical modulating compressor with blow-down valve | Calculated (based on HP) | NO DETAILS AVAILABLE | NO DETAILS AVAILABLE | Ranges from $0 to $140 based on type of compressor and hp | NH - PSNH | High efficiency air compressor | NONE | NONE | Contractor/owner must document that still operating | NH - PSNH | High efficiency air compressor | Calculated (based on HP) | Ranges from $120 to $200 based on type of compressor and hp | No | Savings calculated using an adjustment factor and HP of new equipment | N |  |  | NO DETAILS AVAILABLE | Determined from application info |  | NH - PSNH | High efficiency air compressor | Calculated | 35% of total cost | NH - PSNH | High efficiency air compressor |  | 2012 AAA Master & 2013 Master Spreadsheet - Lighting (Measure life)
NH - Unitil | High efficiency air compressor | Compressed Air | Electric | C&I |  | NH - Unitil | High efficiency air compressor | 15 years | Typical modulating compressor with blow-down valve | Calculated (based on HP) | NO DETAILS AVAILABLE | NO DETAILS AVAILABLE | Ranges from $0 to $140 based on type of compressor and hp | NH - Unitil | High efficiency air compressor | NONE | NONE | Contractor/owner must document that still operating | NH - Unitil | High efficiency air compressor | Calculated (based on HP) | Ranges from $120 to $200 based on type of compressor and hp | No | Savings calculated using an adjustment factor and HP of new equipment | N |  |  | NO DETAILS AVAILABLE | Determined from application info |  | NH - Unitil | High efficiency air compressor | Calculated | 35% of total cost | NH - Unitil | High efficiency air compressor |  | 2012 AAA Master & 2013 Master Spreadsheet - Lighting (Measure life)
VT - Efficiency Vermont | High Performance T8 Fixtures Re-lamp, Re-ballast | Lighting | Electric | Commercial and Industrial |  | VT - Efficiency Vermont | High Performance T8 Fixtures Re-lamp, Re-ballast | 15 years | Selected from table of existing/baseline fixture types | Calculated based on table values for baseline and efficient fixture wattages and site-specific or tabulated hours of operation values. | None provided for re-lamp, re-ballast HP T8 measure | Deemed, depending on fixture type | Varies, based on fixture types | VT - Efficiency Vermont | High Performance T8 Fixtures Re-lamp, Re-ballast | Must be one of the options in the lighting wattage table (1-4 lamp T8 or T12 fixture) | NONE | NONE | VT - Efficiency Vermont | High Performance T8 Fixtures Re-lamp, Re-ballast | Calculated | Varies, based on fixture types | No | Savings are calculated in the exact same way as for normal replacements | N |  | EUL | Same as normal replacement | Same as normal replacement baseline |  | VT - Efficiency Vermont | High Performance T8 Fixtures Re-lamp, Re-ballast | Fixed | Cost values were collected for ballasts, lamps, and labor and used to determine the total cost for retrofit for each fixture type. This is the same cost used in normal replacement as well. No incremental cost is used for normal replacement here. | VT - Efficiency Vermont | High Performance T8 Fixtures Re-lamp, Re-ballast |  | Efficiency Vermont TRM
NH - PSNH | LED & LEC Exit Light | Lighting | Electric | C&I |  | NH - PSNH | LED & LEC Exit Light | 15 years | Current code efficiency | Calculated (based on fixture wattage and operating hours) | NO DETAILS AVAILABLE | NO DETAILS AVAILABLE | 0 | NH - PSNH | LED & LEC Exit Light | NONE | NONE | Contractor/owner must document that still operating | NH - PSNH | LED & LEC Exit Light | Calculated (based on fixture wattage and operating hours) | $0 - Used to be $60 to $80 | No | Savings calculated based on fixture wattage and operating hours | Y |  | Blended | 13 years | Determined from application info |  | NH - PSNH | LED & LEC Exit Light | Calculated | 35% of total cost | NH - PSNH | LED & LEC Exit Light |  | 2013 Master Spreadsheet - Lighting
NH - Unitil | LED & LEC Exit Light | Lighting | Electric | C&I |  | NH - Unitil | LED & LEC Exit Light | 15 years | Current code efficiency | Calculated (based on fixture wattage and operating hours) | NO DETAILS AVAILABLE | NO DETAILS AVAILABLE | 0 | NH - Unitil | LED & LEC Exit Light | NONE | NONE | Contractor/owner must document that still operating | NH - Unitil | LED & LEC Exit Light | Calculated (based on fixture wattage and operating hours) | $0 - Used to be $60 to $80 | No | Savings calculated based on fixture wattage and operating hours | Y |  | Blended | 13 years | Determined from application info |  | NH - Unitil | LED & LEC Exit Light | Calculated | 35% of total cost | NH - Unitil | LED & LEC Exit Light |  | 2013 Master Spreadsheet - Lighting
NH - Liberty | LED lighting | Lighting | Electric | C&I |  | NH - Liberty | LED lighting | 15 years | Lighting wattages table | Calculated | NO DETAILS AVAILABLE | NO DETAILS AVAILABLE | $15-100 based on wattage and type | NH - Liberty | LED lighting | NONE | NONE | Must meet minimum wattage reduction requirements | NH - Liberty | LED lighting | Calculated | $15-150 based on wattage and type | No | Savings are calculated between existing unit and efficient unit consumption | N |  |  | NO DETAILS AVAILABLE | Determined from application info |  | NH - Liberty | LED lighting | Calculated | 35% of total cost | NH - Liberty | LED lighting |  | MA TRM 2012 & Liberty Utilities "All 2014 Applications"
NH - Liberty | LED parking/roadway | Lighting | Electric | C&I |  | NH - Liberty | LED parking/roadway | NO DETAILS AVAILABLE | NO DETAILS AVAILABLE | NO DETAILS AVAILABLE | NO DETAILS AVAILABLE | NO DETAILS AVAILABLE | NO DETAILS AVAILABLE | NH - Liberty | LED parking/roadway | NONE | NONE | Contractor/owner must document that still operating | NH - Liberty | LED parking/roadway | Calculated | $145-250 based on type | No |  | N |  |  | NO DETAILS AVAILABLE | NO DETAILS AVAILABLE |  | NH - Liberty | LED parking/roadway | Calculated | 35% of total cost | NH - Liberty | LED parking/roadway |  | MA TRM 2012 & Liberty Utilities "All 2014 Applications"
NY - ConEdison | Lighting (Muliple types) | Lighting | Electric | Commercial | Small Business | NY - ConEdison | Lighting (Muliple types) | Not researched | Not researched | Not researched | Not researched | Not researched | Not researched | NY - ConEdison | Lighting (Muliple types) | NONE | NONE | Lights must be functioning, as determined in field by implementation contractors. | NY - ConEdison | Lighting (Muliple types) | Calculated using existing equipment as baseline | 70% of installed total cost | No | Calculated between existing equipment and new equipment using the full EUL of new equipment | N |  |  |  | Based on lighting type and wattage | N/A | NY - ConEdison | Lighting (Muliple types) | Fixed - varies by lighting measure | Full cost of new measures (equipment + labor) | NY - ConEdison | Lighting (Muliple types) | Measures offered through Small Business Direct Install Program. Most savings from T12 to T8; also do high and low bay lighting, HIDs, normal incandescents to CFLs or LEDs. Hard to collecting existing equipment information cost effectively when serving 400-500 small businesses per week. Many customers are Hard to Reach and don't track prior equipment installations. | Interview with Small Business Direct Install Program Manager
NY - ConEdison | Lighting (Muliple types) | Lighting | Electric | Commercial and Industrial | Large customers with monthly peak demand > 110 kW | NY - ConEdison | Lighting (Muliple types) | Not researched - Varies by lighting type | Not researched - Varies by lighting type | Not researched - Varies by lighting type | Not researched - Varies by lighting type | Not researched - Varies by lighting type | Not researched - Varies by lighting type | NY - ConEdison | Lighting (Muliple types) | Must be functioning. | NONE | NONE | NY - ConEdison | Lighting (Muliple types) | Full savings using existing lighting efficiency calculated for the entire EUL of new equipment | $0.75 - $75 per linear foot/fixture/lamp depending on measure | No | Savings calculated for full EUL of new equipment using old equipment as baseline | N |  | EUL | Assumed to = EUL | Varies by lighting type and wattage | N/A | NY - ConEdison | Lighting (Muliple types) | Calculated | Full cost of the replacement lighting | NY - ConEdison | Lighting (Muliple types) | Recent adjustments to LED EULs available at: https://www.conedci.com/Lighting.aspx | NYS Appendix O Call w/ ConEdison Engineering Staff on 6/23/14
VT - Efficiency Vermont | Lighting (Muliple types) | Lighting | Electric | Commercial and Industrial |  | VT - Efficiency Vermont | Lighting (Muliple types) | 15 years for most measures, but depends on fixture type | Selected from table of existing/baseline fixture types | Calculated based on table values for baseline and efficient fixture wattages and site-specific or tabulated hours of operation values. | Deemed, depending on fixture type | Deemed, depending on fixture type | Varies, based on fixture types | VT - Efficiency Vermont | Lighting (Muliple types) | Must be one of the options in the lighting wattage table | NONE | NONE | VT - Efficiency Vermont | Lighting (Muliple types) | Calculated | Varies, based on fixture types | No | Savings are calculated in the exact same way as for normal replacements | N |  | EUL | Same as normal replacement | Same as normal replacement baseline |  | VT - Efficiency Vermont | Lighting (Muliple types) | Fixed | Cost values were collected for ballasts, lamps, and labor and used to determine separate baseline and proposed costs and the incremental cost between them was adopted for each fixture type. | VT - Efficiency Vermont | Lighting (Muliple types) |  | Efficiency Vermont TRM
NH - Liberty | Lighting controls | Lighting | Electric | C&I |  | NH - Liberty | Lighting controls | 10 years | No controls | Calculated | NO DETAILS AVAILABLE | NO DETAILS AVAILABLE | $25-50 based on wattage and type | NH - Liberty | Lighting controls | NONE | NONE | Contractor/owner must document that still operating | NH - Liberty | Lighting controls | Calculated | $25-50 based on wattage and type | No | Savings are calculated between existing unit and efficient unit consumption | N |  |  | No controls | No controls |  | NH - Liberty | Lighting controls | Calculated | 35% of total cost | NH - Liberty | Lighting controls |  | MA TRM 2012 & Liberty Utilities "All 2014 Applications"
NH - PSNH | Lighting controls | Lighting | Electric | C&I |  | NH - PSNH | Lighting controls | 15 years | Current code efficiency | Calculated (based on fixture wattage and operating hours) | NO DETAILS AVAILABLE | NO DETAILS AVAILABLE | $25-50 based on wattage and type | NH - PSNH | Lighting controls | NONE | NONE | Contractor/owner must document that still operating | NH - PSNH | Lighting controls | Calculated (based on fixture wattage and operating hours) | $25-50 based on wattage and type | No | Savings calculated based on fixture wattage and operating hours | Y |  | Blended | 13 years | Determined from application info |  | NH - PSNH | Lighting controls | Calculated | 35% of total cost | NH - PSNH | Lighting controls |  | 2013 Master Spreadsheet - Lighting
NH - Unitil | Lighting controls | Lighting | Electric | C&I |  | NH - Unitil | Lighting controls | 15 years | Current code efficiency | Calculated (based on fixture wattage and operating hours) | NO DETAILS AVAILABLE | NO DETAILS AVAILABLE | $25-50 based on wattage and type | NH - Unitil | Lighting controls | NONE | NONE | Contractor/owner must document that still operating | NH - Unitil | Lighting controls | Calculated (based on fixture wattage and operating hours) | $25-50 based on wattage and type | No | Savings calculated based on fixture wattage and operating hours | Y |  | Blended | 13 years | Determined from application info |  | NH - Unitil | Lighting controls | Calculated | 35% of total cost | NH - Unitil | Lighting controls |  | 2013 Master Spreadsheet - Lighting
NY - NGRID | Lighting Systems/Lighting Controls | Lighting | Electric | Commercial and Small Business |  | NY - NGRID | Lighting Systems/Lighting Controls | No Normal Replacement Program | No Normal Replacement Program | No Normal Replacement Program | No Normal Replacement Program | No Normal Replacement Program | No Normal Replacement Program | NY - NGRID | Lighting Systems/Lighting Controls | NONE | NONE |  | NY - NGRID | Lighting Systems/Lighting Controls | Calculated based on existing equipment vs. new equipment. TRM outlines savings | ranges from $10 to $200 depending on measure | NO* Dual baseline method from Appendix M used to "pre-screen" prescriptive measures. Not used in actual ER | Savings calculated based on existing equipment as baseline; difference between tech manual efficiency and existing equipment. "savings you claim are 1st year annual savings in full" | Y | Field | RUL | EUL from tech manual - age of old equipment | user supplied; inspected by NGRID representative |  | NY - NGRID | Lighting Systems/Lighting Controls | Calculated based on new equipment | New equipment cost | NY - NGRID | Lighting Systems/Lighting Controls | "Appendix M is all about screening. Were not allowed to do a measure if it doesn’t pass screening, the general format is benefits/costs >1. The benefits are from savings, converted to dollars using avoided costs. Costs are the costs of the measure or project with other things you add in such as admin costs and adjustment factors. Simple formula (kw * $/kwh *adjustment factor)/(costs). Has to be greater than 1 to be considered." | Call with Joe Dolengo at NY NGRID (3/27/14) Appendix M
MA - National Grid | Commercial Lighting Retrofit | Lighting | Electric | Commercial and Industrial |  | MA - National Grid | Commercial Lighting Retrofit | 15 years (10 years for Upstream programs), taken from: Energy & Resource Solutions (2005). Measure Life Study. Prepared for The Massachusetts Joint Utilities; Table 1-1 AND GDS Associates, Inc. (2007). Measure Life Report: Residential and Commercial/Industrial Lighting and HVAC Measures. Prepared for The New England State Program Working Group; Table 2 | The baseline efficiency case is determined using assumed baseline wattages for each of the installed fixtures. Massachusetts Common Assumption: Baseline wattage per fixture type based on comparable code-compliant installations and standard practice. | Calculated using algorithm based on baseline and proposed fixture counts and wattages and hours of operation. If site-specific hours of operation are unavailable, default TRM hours based on facility type are used. Wattages by fixture type are tabulated in the TRM's appendix. |  |  |  | MA - National Grid | Commercial Lighting Retrofit | NONE | NONE | Must be functioning | MA - National Grid | Commercial Lighting Retrofit | Calculated using algorithm | Incentives are based on a % of the total costs | No | The existing fixture type is recorded and tracked and is used as the baseline for comparison to the proposed fixture. The savings are project-specific depending on what fixture was previously installed in the space. Wattages by fixture type are tabulated in the TRM's Appendix. The site-specific fixture counts and hours of operation are also used. If the hours of operation are not available, a value from Table 59 in Appendix A of the TRM is used based on fixture type. | Y |  | Blended | Early retirement measure life is 13 years for all fixtures except for CFL screw base bulbs, which are 5 years. This is used as the EUL for all retrofit projects in place of the normal replacement EUL. The lifetime for measures replacing T12s has been reduced for the years 2013-2015 to 5.52, 4.98, and 4.57 which accounts for the effects of EISA (Energy Independence and Security Act of 2007). | Site-specific, based on existing fixtures and counts. |  | MA - National Grid | Commercial Lighting Retrofit | Calculated | Cost is based on the total installed cost of the new fixtures (labor and materials) | MA - National Grid | Commercial Lighting Retrofit | incentive is 50% of total cost including labor | Massachusetts TRM
MD - BGE | General Lighting (Lamp and Ballast Retrofits Commodity Fixtures Advanced Fixtures Fluorescent High Bay Fixtures Compact Fluorescent LED Exit Signs LED Strips LED Integral Replacement Lamps) | Lighting | Electric | Commercial, industrial, government, institutional, and non-profit |  | MD - BGE | General Lighting (Lamp and Ballast Retrofits Commodity Fixtures Advanced Fixtures Fluorescent High Bay Fixtures Compact Fluorescent LED Exit Signs LED Strips LED Integral Replacement Lamps) | Varies by lighting measure | Not researched | Not researched | Not researched | Not researched | Not researched | MD - BGE | General Lighting (Lamp and Ballast Retrofits Commodity Fixtures Advanced Fixtures Fluorescent High Bay Fixtures Compact Fluorescent LED Exit Signs LED Strips LED Integral Replacement Lamps) | NONE | NONE | LED replacement lamps and LED luminaires must be listed on the Design Lights Consortium or ENERGY STAR Qualified Products list. Only retrofit lighting applications with incentives less than $5000 do not require pre-approval. | MD - BGE | General Lighting (Lamp and Ballast Retrofits Commodity Fixtures Advanced Fixtures Fluorescent High Bay Fixtures Compact Fluorescent LED Exit Signs LED Strips LED Integral Replacement Lamps) | Calculated using existing equipment as baseline | $15-$85 per fixture depending on measure | NO | Savings calculated by using full EUL of the new lighting | N |  | EUL | EUL of new measure | User supplied |  | MD - BGE | General Lighting (Lamp and Ballast Retrofits Commodity Fixtures Advanced Fixtures Fluorescent High Bay Fixtures Compact Fluorescent LED Exit Signs LED Strips LED Integral Replacement Lamps) | Calculated | Treat like normal replacement, just use incremental cost (EE - market) | MD - BGE | General Lighting (Lamp and Ballast Retrofits Commodity Fixtures Advanced Fixtures Fluorescent High Bay Fixtures Compact Fluorescent LED Exit Signs LED Strips LED Integral Replacement Lamps) |  | BGE Energy Solutions for Business Application BGE Call Notes (3/7/14) w/ Sheldon Switzer (BGE), Drew Durkee (ICF) and Karl Eser (BGE) Navigant Call Notes (6/12/14) w/ Brent Barkett
CT - CL&P, UI, CNG, SCG, Yankeegas, Energize Connecticut | Lighting Retrofit | Lighting | Electric | Commercial, Industrial |  | CT - CL&P, UI, CNG, SCG, Yankeegas, Energize Connecticut | Lighting Retrofit | 15 years, from GDS Associates Inc. Measure Life Report, Residential and Commercial Industrial Lighting and HVAC Measures, June 2007, Table 2. | Varies, based on fixture types | Varies, based on fixture types |  | Actual Project Costs | up to 75% of incremental costs | CT - CL&P, UI, CNG, SCG, Yankeegas, Energize Connecticut | Lighting Retrofit | NONE | NONE | None | CT - CL&P, UI, CNG, SCG, Yankeegas, Energize Connecticut | Lighting Retrofit | Calculated, based on existing and proposed fixture wattages and hours of operation | 35% of installed cost | No | Calculated, based on existing and proposed fixture wattages and hours of operation. Hours of operation collected from customer along with existing wattage | Y | Study | RUL | 13 years, from GDS Associates Inc. Measure Life Report, Residential and Commercial Industrial Lighting and HVAC Measures, June 2007, Table 2. |  |  | CT - CL&P, UI, CNG, SCG, Yankeegas, Energize Connecticut | Lighting Retrofit | Determined for each project based on installed cost | Determined for each project | CT - CL&P, UI, CNG, SCG, Yankeegas, Energize Connecticut | Lighting Retrofit | To account for the Energy Independence and Security Act of 2007 the baseline for existing (installed) General Service bulbs shall be based on high efficiency incandescent bulbs (such as halogen). Therefore, if the existing incandescent bulb is not a halogen, 75% of actual installed wattage is used for the baseline calculation. General Service bulbs are defined as medium base bulbs that are intended for general service applications as specified in the Energy Independence and Security Act of 2007. | Connecticut Program Savings Documentation 2013, http://repository.tamu.edu/bitstream/handle/1969.1/128838/ESL-IC-11-10-57.pdf?sequence=1, 2014 Project Caps and Incentive Structure for CL&P
CO - Xcel Energy | Lighting Retrofit | Lighting | Electric | Commercial, Industrial |  | CO - Xcel Energy | Lighting Retrofit | Varies based on fixture type | Deemed based on proposed fixture type (normal replacements only offered for high-bay fluorescents, CFL pin fixtures, ceramic and pulse-start MH, and a few others, but not for low bay fluorescents | Calculated based on blended deemed baseline use and proposed fixture energy use and deemed hours based on facility type | Deemed, based on deemed baseline fixture type and contractor prices | Deemed, based on proposed fixture type and contractor prices | New cost minus baseline cost | CO - Xcel Energy | Lighting Retrofit | NONE | NONE | None | CO - Xcel Energy | Lighting Retrofit | Deemed, based on deemed existing fixture type's wattage and proposed fixture wattage | Varies, depends on fixture types involved. It is not a standard % of incremental cost | No | Calculated based on deemed existing fixture type and proposed fixture type wattages, deemed hours of operation based on building type, and quantity | N |  | EUL | No RUL used, only the normal replacement EUL | Based on a deemed existing fixture type | NA | CO - Xcel Energy | Lighting Retrofit | Fixed amount, based on full cost of installing new fixture to replace existing fixture | Based on contractor prices obtained by Xcel | CO - Xcel Energy | Lighting Retrofit |  | Xcel Energy Deemed Savings Workbook - Lighting Efficiency
MN - Xcel Energy | Lighting Retrofit | Lighting | Electric | Commercial, Industrial |  | MN - Xcel Energy | Lighting Retrofit | Varies based on fixture type | Deemed based on proposed fixture type (normal replacements only offered for high-bay fluorescents, CFL pin fixtures, ceramic and pulse-start MH, and a few others, but not for low bay fluorescents | Calculated based on blended deemed baseline use and proposed fixture energy use and deemed hours based on facility type | Deemed, based on deemed baseline fixture type and contractor prices | Deemed, based on proposed fixture type and contractor prices | New cost minus baseline cost | MN - Xcel Energy | Lighting Retrofit | NONE | NONE | None | MN - Xcel Energy | Lighting Retrofit | Deemed, based on deemed existing fixture type's wattage and proposed fixture wattage | Varies, depends on fixture types involved. It is not a standard % of incremental cost | No | Calculated based on deemed existing fixture type and proposed fixture type wattages, deemed hours of operation based on building type, and quantity | N |  | EUL | No RUL used, only the normal replacement EUL | Based on a deemed existing fixture type | NA | MN - Xcel Energy | Lighting Retrofit | Fixed amount, based on full cost of installing new fixture to replace existing fixture | Based on contractor prices obtained by Xcel | MN - Xcel Energy | Lighting Retrofit |  | Xcel Energy Deemed Savings Workbook - Business Lighting
CT - CL&P, UI, CNG, SCG, Yankeegas, Energize Connecticut | Package Terminal Heat Pump | HVAC | Electric | Residential |  | CT - CL&P, UI, CNG, SCG, Yankeegas, Energize Connecticut | Package Terminal Heat Pump | 18 years, from GDS Associates Inc. Measure Life Report, Residential and Commercial Industrial Lighting and HVAC Measures, June 2007, Table 1. | COP = 3.2 - (0.026 * CAP * 0.001), EER = 12.3 - (0.213 * CAP * 0.001) | Calculated, based on EFLH heating, capacity (both cooling and heating), COP, cooling savings factor per ton, and EER |  |  | 150 | CT - CL&P, UI, CNG, SCG, Yankeegas, Energize Connecticut | Package Terminal Heat Pump | NONE | NONE | Must be working, if found not to be working, it becomes a lost opportunity project | CT - CL&P, UI, CNG, SCG, Yankeegas, Energize Connecticut | Package Terminal Heat Pump | Calculated, based on EFLH heating, capacity (both cooling and heating), COP, cooling savings factor per ton, and EER. Also, if the baseline has electric resistance supplemental heat, a seasonal adjustment factor is also used. |  | Yes | The same algorithm is used for both normal replacement and early retirement, but the baseline EER and COP changes from the existing unit EER and COP to the federal baseline EER and COP after the RUL of the existing unit. An 80% seasonal adjustment factor is applied to the baseline COP if it has electric resistance heating , from Hartford bin analysis results below 47 degrees. Also, a heat adjustement factor of 60% is applied to account for the amount of time the backup electric resistance heating is not needed, based on a bin analysis for Hartford. | Y |  |  | 5 years, no source | Observed on-site | Same as normal replacement, calculated based on capacity | CT - CL&P, UI, CNG, SCG, Yankeegas, Energize Connecticut | Package Terminal Heat Pump |  |  | CT - CL&P, UI, CNG, SCG, Yankeegas, Energize Connecticut | Package Terminal Heat Pump | Early Retirement savings are shown as the sum of the lost opportunity savings (normal replacement) and the retrofit savings (RUL of existing unit against existing unit efficiency) | Connecticut Program Savings Documentation 2013, Energize Connecticut website
CT - CL&P, UI, CNG, SCG, Yankeegas, Energize Connecticut | Refrigerator Replacement | Appliances | Electric | Residential |  | CT - CL&P, UI, CNG, SCG, Yankeegas, Energize Connecticut | Refrigerator | 12 years, from Appliance Magazine. U.S. Appliance Industry: Market Share, Life Expectancy & Replacement Market, and Saturation Levels. January 2010. Page 10. | Calculated from table of 2001 federal baseline standard equations that are based on adjusted volume. This is then multiplied by 0.8 to get to the 2008 ENERGY STAR level, which is the final new construction baseline. For existing homes, 0.85 is used in place of 0.8 to arrive at the 2004 ENERGY STAR level efficiency. | Calculated, based on annual energy use of the proposed unit subtracted from the annual baseline unit energy use, with a site/lab adjustment factor of 0.881 applied to the their difference. This factor comes from DOE test lab performance versus in situ refrigerator performance. |  |  | 50 | CT - CL&P, UI, CNG, SCG, Yankeegas, Energize Connecticut | Refrigerator | NONE | NONE | Must be greater than 7.75 cu ft., must be functional. Existing unit energy consumption, total volume, year of manufacture, category (top freezer, side freezer, etc.), and brand and model are recorded on-site. | CT - CL&P, UI, CNG, SCG, Yankeegas, Energize Connecticut | Refrigerator | Calculated, based on existing unit volume and the corresponding federal baseline, along with the rated annual energy consumption of the existing unit |  | Yes | Uses existing unit volume to determine adjusted volume, which is then used with the refrigerator category to select the appropriate baseline energy use formula and annual federal baseline energy consumption. This value is then multiplied by 0.85 to bring the 2001 federal standard up to 2004 ENERGY STAR levels. Finally, the difference between the annual energy use of the existing unit (from manufacturer data or observed) and 0.881 (DOE lab adjustment factor) multiplied by the adjusted baseline energy consumption (2004 ENERGY STAR level) determines the retirement energy savings. This savings is applied for the RUL of the existing unit and the normal replacement savings are applied for the EUL of the new unit. The normal replacement baseline is based on the new unit adjusted volume, while the early retirement baseline is based on the existing unit adjusted volume. | Y |  |  | 5 years, no source | Either observed while on-site (from DOE sticker, or manufacturer and model number and CEC database) or, if not available, estimated based on an algorithm depending on volume and year of manufacture. Efficiency expressed as energy consumption per year. The algorithm for unknown existing unit efficiency is different if the unit was built before 1978 than if it was built after 1978. The algorithms depend on age and volume and are based on the average rated usage of full size standard refrigerators found in the CEC database | Same as normal replacement | CT - CL&P, UI, CNG, SCG, Yankeegas, Energize Connecticut | Refrigerator |  |  | CT - CL&P, UI, CNG, SCG, Yankeegas, Energize Connecticut | Refrigerator | Early Retirement savings are shown as the sum of the lost opportunity savings (normal replacement) and the retrofit savings (RUL of existing unit against existing unit efficiency). Exceptions to standard calculations for replacement of existing units may occur in the following special situations: a. If the annual kWh usage of the existing unit is already less than or equal to the baseline level (Ee Eb), no retirement savings may be claimed. b. If the annual kWh usage of existing unit is less than the baseline level but greater than the annual kWh usage of the new installed unit (Ei < Ee < Eb), the lost opportunity component of savings may still be claimed, but the existing unit Annual kWh usage must be used for the baseline rather than Energy Star 2004. c. If new unit Annual kWh is greater than or equal to the existing unit kWh (Ee<Ei), regardless of size, no savings may be claimed. | Connecticut Program Savings Documentation 2013, Energize Connecticut website
VT - Efficiency Vermont | Refrigerator Replacement | Appliances | Electric | Residential | Multifamily | VT - Efficiency Vermont | Refrigerator Replacement | 17 years, no source provided | Minimum federal efficiency standard | Deemed, based on efficiency level of efficient refrigerator. 83.4 kWh for ENERGY STAR units, 104.2 kWh for CEE Tier 2, and 125.1 kWh for CEE Tier 3 units. Demand savings are: 0.0167 kW, 0.0208 kW, and 0.025 kW, respectively. | $490, based on review of data from the Northeast Regional ENERGY STAR Consumer Products Initiative; “2009 ENERGY STAR Appliances Practices Report”, submitted by Lockheed Martin, December 2009. These calculated full costs ($700 for a baseline unit) are multiplied by the 70% size factor to account for the smaller units being installed in MF. | $539 for ENERGY STAR, CEE Tier 2 is $595, and CEE Tier 3 is $648, based on review of data from the Northeast Regional ENERGY STAR Consumer Products Initiative; “2009 ENERGY STAR Appliances Practices Report”, submitted by Lockheed Martin, December 2009. The calculated full costs are multiplied by the 70% size factor to account for the smaller units being installed in MF. | $150-$250, depending on efficiency | VT - Efficiency Vermont | Refrigerator Replacement | NONE | Must be made before 2001 | Must be functioning | VT - Efficiency Vermont | Refrigerator Replacement | Deemed, based on efficiency level of efficient refrigerator (ENERGY STAR, CEE Tier 1, CEE Tier 2), ranging from 591 kWh to 672 kWh and 0.07 kW to 0.079 kW |  | Yes | Original program savings based on pre-1993 refrigerators only and 1993-2001 refrigerators are 43% more efficient than pre-1993 ones and Eff. Vermont assumed that 30% of future replacements will be for 1993-2001 refrigerators, so original deemed savings values had to be adjusted accordingly. Also, a 72% multiplier was used to convert single family deemed savings values to multifamily, since the multifamily units are smaller. This multiplier is calculated by comparing the average MF retrofitted energy savings per unit (525kwh) to the average single family residential retrofitted energy savings (726kWh) indicating a 72% savings factor. Existing energy use is used for RUL (3 years) and then the 2001 federal baseline is used as the baseline for the next 9 years (12 year new unit EUL - 3 years). Demand savings are simply the kWh savings divided by the full-load hours (8477) | Y |  |  | 3 years, based on an assumption. No other information provided. | The existing pre-2001 refrigerator baseline consumption is estimated using actual meter measurements from replacements installed through EVT from 2008-2009 | Federal 2001 minimum standard efficiency | VT - Efficiency Vermont | Refrigerator Replacement | The initial measure cost for an Energy Star refrigerator is $533, Tier 2 is $612, Tier 3 is $670. The avoided replacement cost (after 3 years) of a baseline refrigerator is $504 | Measure costs are based on review of data from the Northeast Regional ENERGY STAR Consumer Products Initiative; “2009 ENERGY STAR Appliances Practices Report”, submitted by Lockheed Martin, December 2009. See 2009 VT Appliance Data_TRMCostAnalysis.xlsfor data. ESTAR incremental cost reduced to $40 based on ENERGY STAR Calculator; http://www.energystar.gov/ia/business/bulk_purchasing/bpsavings_calc/appliance_calculator.xlsx?e678-f5e6&e678-f5e6 These calculated full costs ($740 for ENERGY STAR, $850 for CEE Tier 2, $930 for CEE Tier 3 and $700 for a baseline unit) are multiplied by the 72% size factor to account for the smaller units being installed in MF. | VT - Efficiency Vermont | Refrigerator Replacement | This measure became prescriptive in 2009, so individual unit energy use is no longer tracked. The age requirement for this measure was changed in 2012 from pre-1993 to pre-2001. 8477 equivalent full load hours are assumed. Efficient unit efficiency: High efficiency is defined as any model meeting or exceeding 2007 Energy Star standard – currently set to 20% over the 2001 federal minimum standard or optionally 25% or 30% to meet CEE Tier 2 or Tier 3. EVT’s energy savings estimates are based on the weighted average test measurements for qualifying models based on the models rebated during the previous calendar year. | Efficiency Vermont TRM Early Replacement and Dual Baseline Measures, Efficiency Vermont TRM
VT - Efficiency Vermont | Refrigerator Replacement | Appliances | Electric | Residential, Low Income | Single-family | VT - Efficiency Vermont | Refrigerator Replacement | 12 years, From ENERGY STAR calculator: http://www.energystar.gov/ia/business/bulk_purchasing/bpsavings_calc/appliance_calculator.xlsx?e678-f5e6&e678-f5e6 | Minimum federal efficiency standard | Deemed, based on efficiency level of efficient refrigerator. 83.4 kWh for ENERGY STAR units, 104.2 kWh for CEE Tier 2, and 125.1 kWh for CEE Tier 3 units. Demand savings are: 0.0167 kW, 0.0208 kW, and 0.025 kW, respectively. | $504, based on review of data from the Northeast Regional ENERGY STAR Consumer Products Initiative; “2009 ENERGY STAR Appliances Practices Report”, submitted by Lockheed Martin, December 2009. See 2009 VT Appliance Data_TRMCostAnalysis.xlsfor data. ESTAR incremental cost reduced to $40 based on ENERGY STAR Calculator; http://www.energystar.gov/ia/business/bulk_purchasing/bpsavings_calc/appliance_calculator.xlsx?e678-f5e6&e678-f5e6 These calculated full costs ($740 for ENERGY STAR, $850 for CEE Tier 2, $930 for CEE Tier 3 and $700 for a baseline unit) are multiplied by the 72% size factor to account for the smaller units being installed in MF. | $533 for ENERGY STAR, CEE Tier 2 is $612, and CEE Tier 3 is $670, based on review of data from the Northeast Regional ENERGY STAR Consumer Products Initiative; “2009 ENERGY STAR Appliances Practices Report”, submitted by Lockheed Martin, December 2009. See 2009 VT Appliance Data_TRMCostAnalysis.xlsfor data. ESTAR incremental cost reduced to $40 based on ENERGY STAR Calculator; http://www.energystar.gov/ia/business/bulk_purchasing/bpsavings_calc/appliance_calculator.xlsx?e678-f5e6&e678-f5e6 These calculated full costs ($740 for ENERGY STAR, $850 for CEE Tier 2, $930 for CEE Tier 3 and $700 for a baseline unit) are multiplied by the 72% size factor to account for the smaller units being installed in MF. |  | VT - Efficiency Vermont | Refrigerator Replacement | NONE | Must be made before 2001 | Must be functioning | VT - Efficiency Vermont | Refrigerator Replacement | Deemed, based on efficiency level of efficient refrigerator (ENERGY STAR, CEE Tier 1, CEE Tier 2), ranging from 705 kWh to 816 kWh and 0.083 kW to 0.096 kW |  | Yes | Original program savings based on pre-1993 refrigerators only and 1993-2001 refrigerators are 35% more efficient than pre-1993 ones and Eff. Vermont assumed that 30% of future replacements will be for 1993-2001 refrigerators, so original deemed savings values had to be adjusted accordingly. Existing energy use is used for RUL (3 years) and then the 2001 federal baseline is used as the baseline for the next 9 years (12 year new unit EUL - 3 years). Demand savings are simply the kWh savings divided by the full-load hours (8477) | Y |  |  | 3 years, based on an assumption. No other information provided. | The existing pre-2001 refrigerator baseline efficiency is estimated according to a combination of Association of Home Appliance Manufacturers (AHAM) estimated usage data and actual meter measurements from replacements installed thru EVT from 2006-2008 | Federal 2001 minimum standard efficiency | VT - Efficiency Vermont | Refrigerator Replacement | The initial measure cost for an Energy Star refrigerator is $740 and Tier 2 is $850 and Tier 3 is $930. The avoided replacement cost (after 3 years) of a baseline refrigerator is $700 | Measure costs are based on review of data from the Northeast Regional ENERGY STAR Consumer Products Initiative; “2009 ENERGY STAR Appliances Practices Report”, submitted by Lockheed Martin, December 2009. See 2009 VT Appliance Data_TRMCostAnalysis.xlsfor data. ESTAR incremental cost reduced to $40 based on ENERGY STAR Calculator; http://www.energystar.gov/ia/business/bulk_purchasing/bpsavings_calc/appliance_calculator.xlsx?e678-f5e6&e678-f5e6 | VT - Efficiency Vermont | Refrigerator Replacement | This measure became prescriptive in 2009, so individual unit energy use is no longer tracked. The age requirement for this measure was changed in 2012 from pre-1993 to pre-2001. 8477 equivalent full load hours are assumed. Efficient unit efficiency: High efficiency is defined as any model meeting or exceeding 2007 Energy Star standard – currently set to 20% over the 2001 federal minimum standard or optionally 25% or 30% to meet CEE Tier 2 or Tier 3. EVT’s energy savings estimates are based on the weighted average test measurements for qualifying models based on the models rebated during the previous calendar year. | Efficiency Vermont TRM Early Replacement and Dual Baseline Measures, Efficiency Vermont TRM
Washington, D.C. - DC SEU | Refrigerator Retrofit | Appliances | Electricity | Residential |  | Washington, D.C. - DC SEU | Refrigerator Retrofit | 12 years, from ENERGY STAR calculator | 2001 federal minimum standard | Deemed at 117 kWh for ENERGY STAR, 146 kWh for CEE Tier 2, based on data compiled by Efficiency Vermont that gives the average federal standard consumption for all units incentivized in their program. ENERGY STAR standards are 20% better than Federal Standard; CEE Tier 2 is 25% better. |  | $40 incremental cost |  | Washington, D.C. - DC SEU | Refrigerator Retrofit | NONE | Must be manufactured before 1993 | Must be functional | Washington, D.C. - DC SEU | Refrigerator Retrofit | Deemed at 859, 886 kWh for ENERGY STAR and CEE Tier 2, respectively for RUL of existing, then 113, 141 kWh for the rest of the EUL of the new unit | N/A, program not active | Yes | Uses deemed savings values for both the RUL of the existing unit and the rest of the EUL from that point forward. | Y |  |  | 3 years, assumed | The existing pre-1993 refrigerator baseline efficiency is estimated using actual meter measurements from replacements installed through Efficiency Vermont from 2006-2008. The efficient and new baseline usage are based on the mix of products sold through Efficiency Vermont’s retail program. A 70% scaling factor, based on Efficiency Vermont data showing that units installed in multifamily buildings are smaller than in single family homes is applied. | 2001 federal minimum standard | Washington, D.C. - DC SEU | Refrigerator Retrofit | Fixed | The initial measure cost for an ENERGY STAR refrigerator is $536 and Tier 2 is $638. The avoided replacement cost (after 3 years) of a baseline replacement refrigerator is $496. The $40 incremental cost from baseline based on ENERGY STAR calculator (EPA research, 2010). Tier 2 incremental and baseline costs are a weighted estimated from “TECHNICAL REPORT: Analysis of Amended Energy Conservation Standards for Residential Refrigerator-Freezers”. | Washington, D.C. - DC SEU | Refrigerator Retrofit | According to Nikola, this measure is no longer in use. It was recorded here for completeness. | DC SEU TRM addendum to the Mid-Atlantic TRM, 2013 Mid-Atlantic TRM
MA - National Grid, NSTAR, Cape Light Compact, Unitil, WMECo, Columbia Gas, New England Gas, Blackstone Gas, Berkshire Gas | Refrigerator Retrofit/Replacement | Refrigeration (Consumer Appliances) | Electric | Residential (Home Energy Services) |  | MA - National Grid, NSTAR, Cape Light Compact, Unitil, WMECo, Columbia Gas, New England Gas, Blackstone Gas, Berkshire Gas | Refrigerator Retrofit/Replacement | 12 yrs, from EPA study of Life Cycle Cost Estimate for ENERGY STAR Residential Refrigerator | Federal minimum standard | Deemed at 0.013 kW and 104 kWh for ENERGY STAR units, 0.019 kW and 154 kWh for Top Ten Refrigerators. Estimated using demand allocation methodology described in: Cadmus Demand Impact Model (2012) Prepared for Massachusetts Program Administrators and Environmental Protection Agency (2012) Refrigerators Qualified Product List. July 18, 2012. Average of all units in category. |  |  | 30-75, depending on efficiency | MA - National Grid, NSTAR, Cape Light Compact, Unitil, WMECo, Columbia Gas, New England Gas, Blackstone Gas, Berkshire Gas | Refrigerator Retrofit/Replacement | NONE | NONE | Must be functioning | MA - National Grid, NSTAR, Cape Light Compact, Unitil, WMECo, Columbia Gas, New England Gas, Blackstone Gas, Berkshire Gas | Refrigerator Retrofit/Replacement | Deemed at 714 kWh, 0.086 kW for remaining life of existing unit, 104 kWh, 0.013 kW for full life of new ENERGY STAR refrigerator. The total savings is the sum of the savings for the RUL and new unit EUL. | 150 | Yes | Savings calculated using The Cadmus Group, Inc. (2012). Home Energy Services Impact Evaluation. Prepared for the Electric and Gas Program Administrators of Massachusetts, and the normal refrigerator replacement savings (104 kWh) | Y |  |  | 1 year | Existing refrigerator efficiency, coming from impact evaluation | Efficiency of full-sized refrigerator (7.75 cubic feet) that meets the Federal minimum standard | MA - National Grid, NSTAR, Cape Light Compact, Unitil, WMECo, Columbia Gas, New England Gas, Blackstone Gas, Berkshire Gas | Refrigerator Retrofit/Replacement | 200 for adjusted cost |  | MA - National Grid, NSTAR, Cape Light Compact, Unitil, WMECo, Columbia Gas, New England Gas, Blackstone Gas, Berkshire Gas | Refrigerator Retrofit/Replacement | High-efficiency case is ENERGY STAR refrigerator (at least 7.75 cubic feet). Savings are all based on 8,760 operating hours. | Massachusetts TRM, MassSave website
MA - National Grid, NSTAR, Cape Light Compact, Unitil, WMECo, Columbia Gas, New England Gas, Blackstone Gas, Berkshire Gas | Refrigerator Retrofit/Replacement | Refrigeration (Consumer Appliances) | Electric | Low Income | 1-4 family, multi-family categories | MA - National Grid, NSTAR, Cape Light Compact, Unitil, WMECo, Columbia Gas, New England Gas, Blackstone Gas, Berkshire Gas | Refrigerator Retrofit/Replacement | 12 yrs, from EPA study of Life Cycle Cost Estimate for ENERGY STAR Residential Refrigerator | Federal minimum standard | Deemed at 0.013 kW and 104 kWh for ENERGY STAR units, 0.019 kW and 154 kWh for Top Ten Refrigerators. Estimated using demand allocation methodology described in: Cadmus Demand Impact Model (2012) Prepared for Massachusetts Program Administrators and Environmental Protection Agency (2012) Refrigerators Qualified Product List. July 18, 2012. Average of all units in category. |  |  | 30-75, depending on efficiency | MA - National Grid, NSTAR, Cape Light Compact, Unitil, WMECo, Columbia Gas, New England Gas, Blackstone Gas, Berkshire Gas | Refrigerator Retrofit/Replacement | NONE | NONE | Must be functioning | MA - National Grid, NSTAR, Cape Light Compact, Unitil, WMECo, Columbia Gas, New England Gas, Blackstone Gas, Berkshire Gas | Refrigerator Retrofit/Replacement | Deemed at 762 kWh, 0.092 kW for 1-4 family customers, 645 kWh, 0.092 kW for multi-family customers (NSTAR, WMECO) | 30 | No | Savings come from Cadmus 2012 Low Income Single Family Impact Evaluation for PAs of Mass., with savings adjusted down by 15.3% for multi-family customers because historical PA data showed that the average Low Income Multi-Family refrigerator is 84.7% of the size of a low-income 1-4 family refrigerator | N |  | EUL | Same as Normal Replacement for 1-4 Family, 1 year for Multi-Family (but no dual baseline, so it is unclear why RUL is used at all) | Existing refrigerator efficiency, coming from impact evaluation. It is assumed that low-income customers would otherwise replace their refrigerators with a used inefficient unit. |  | MA - National Grid, NSTAR, Cape Light Compact, Unitil, WMECo, Columbia Gas, New England Gas, Blackstone Gas, Berkshire Gas | Refrigerator Retrofit/Replacement |  |  | MA - National Grid, NSTAR, Cape Light Compact, Unitil, WMECo, Columbia Gas, New England Gas, Blackstone Gas, Berkshire Gas | Refrigerator Retrofit/Replacement | High-efficiency case is ENERGY STAR refrigerator (at least 7.75 cubic feet). Savings are all based on 8,760 operating hours. | Massachusetts TRM, MassSave website
MA - National Grid, NSTAR, Cape Light Compact, Unitil, WMECo, Columbia Gas, New England Gas, Blackstone Gas, Berkshire Gas | Refrigerators/Freezer Replacement | Refrigeration (Consumer Appliances) | Electric | Residential, Low Income | Multi-family only | MA - National Grid, NSTAR, Cape Light Compact, Unitil, WMECo, Columbia Gas, New England Gas, Blackstone Gas, Berkshire Gas | Refrigerators/Freezer Replacement | 12 yrs, from EPA study of Life Cycle Cost Estimate for ENERGY STAR Residential Refrigerator | Federal minimum standard | Deemed at 0.013 kW and 104 kWh for ENERGY STAR units, 0.013 kW and 104 kWh for Top Ten Refrigerators. Estimated using demand allocation methodology described in: Cadmus Demand Impact Model (2012) Prepared for Massachusetts Program Administrators and Environmental Protection Agency (2012) Refrigerators Qualified Product List. July 18, 2012. Average of all units in category. |  | Low Income costs unknown, according to Kim Crossman |  | MA - National Grid, NSTAR, Cape Light Compact, Unitil, WMECo, Columbia Gas, New England Gas, Blackstone Gas, Berkshire Gas | Refrigerators/Freezer Replacement | NONE | NONE | Must be functioning | MA - National Grid, NSTAR, Cape Light Compact, Unitil, WMECo, Columbia Gas, New England Gas, Blackstone Gas, Berkshire Gas | Refrigerators/Freezer Replacement | Calculated using algorithm | 75 | Yes | Calculated using formula based on EUL of new unit, RUL of existing unit, kWh values for existing, baseline, and new efficient units, occupant adjustment factor, and average kW/kWh reduction factor. Savings are based on existing-baseline kWh for this portion of the savings:(EUL-RUL)/EUL and baseline-ENERGY STAR kWh for this portion: (RUL/EUL). | Y |  |  | 4 yrs, based on assumption that existing refrigerator is 8 years old and EUL of new refrigerator is 12 years, leading to a difference of 4 years. | Existing unit efficiency, as determined by either metering or the AHAM database (using existing unit manufacturer and model), which provides the annual kWh use. If the model number is not found in the database, metering is performed for 1.5 hours. | Annual kWh consumption of a refrigerator meeting federal standards. Calculated by dividing the kWhES by 0.8 (i.e., the Energy Star units are assumed to be 20% more efficient than the kWhstd units). | MA - National Grid, NSTAR, Cape Light Compact, Unitil, WMECo, Columbia Gas, New England Gas, Blackstone Gas, Berkshire Gas | Refrigerators/Freezer Replacement | Costs for Low Income unknown, they are billed by the site, not by the apartment unit or refrigerator |  | MA - National Grid, NSTAR, Cape Light Compact, Unitil, WMECo, Columbia Gas, New England Gas, Blackstone Gas, Berkshire Gas | Refrigerators/Freezer Replacement | ENERGY STAR unit efficiency determined from nameplate on new unit and refrigerator database. Occupant adjustment factor used to adjust the energy savings according to the number of occupants in the dwelling unit, based on a table in TRM. It ranges from 1 to 1.16 for 0 to 5 occupants. It is also assumed that there is 0.00013 kW reduction for every kWh saved. This comes from: Cadmus Demand Impact Model (2012). Prepared for Massachusetts Program Administrators. Loadshape: Res Multi Family Electric Refrigeration (REFRIGERATOR) Normal. It is unclear why this is listed as a separate measure, since there is a previous refrigerator early retirement, low income measure | Massachusetts TRM, MassSave website
NH - PSNH | Refrigerators/Freezer Replacement | Appliances | Electric | Residential |  | NH - PSNH | Refrigerators/Freezer Replacement | 12 years | Current code efficiency | Deemed (97 kWh per year) | NO DETAILS AVAILABLE | NO DETAILS AVAILABLE | 30 | NH - PSNH | Refrigerators/Freezer Replacement | NONE | NONE | Contractor/owner must document that still operating | NH - PSNH | Refrigerators/Freezer Replacement | Deemed at 586 kWh/year | Calculated (based on cubic foot of old refrigerator) | No | Convert Mbtu to kWh and convert by given figure | Y |  | RUL | 7 years | NO DETAILS AVAILABLE |  | NH - PSNH | Refrigerators/Freezer Replacement | Fixed | Based on tier | NH - PSNH | Refrigerators/Freezer Replacement |  | 2014 PSNH All Pgms
CO - Xcel Energy (Public Service Company of Colorado) | Refrigerator Replacement | Residential Appliances | Electric | Residential, Low Income | Low-income only | CO - Xcel Energy (Public Service Company of Colorado) | Refrigerator Replacement | 13 yrs | Conventional (non-ENERGY STAR) new unit energy consumption from DOE and ENERGY STAR in 2008 | Deemed at 93 kWh | ENERGY STAR refrigerator calculator baseline cost (conventional new unit: $1,070 in 2013) | ENERGY STAR refrigerator calculator new ENERGY STAR model cost ($1,100 in 2013) | $15 per unit | CO - Xcel Energy (Public Service Company of Colorado) | Refrigerator Replacement | NONE | NONE | Must be working and customer must meet income requirements | CO - Xcel Energy (Public Service Company of Colorado) | Refrigerator Replacement | Deemed at 584 kWh | $631 per unit | No | Savings calculated using the energy consumption of a weighted average of various ages and efficiency levels (from DOE standards and LBNL studies) of refrigerator based on past participation (existing unit) and an efficient unit that meets ENERGY STAR efficiency requirements (2008) for a top-mount frost-free freezer refrigerator unit. | Y | Study | RUL | Weighted average of 7.27 yrs, based on estimated distribution of different ages of existing refrigerator and the RUL of those different ages. RULs range from 4.5 yrs for a 1993 refrigerator to 10.5 yrs for a 2000 model. | Efficiency calculated using the weighted average of various ages and efficiency levels (from DOE standards and LBNL studies) of refrigerator based on persistence of savings data and assumptions done by Linda Wooderson, The CO Governor's Energy Office, Russ Shaber, LBL research, and 1995 DOE TSD for Energy Efficiency Standards p. B-5. Discount rates, RUL values, and efficiency all change based on model year of the existing refrigerator and are compared to a 2008 Energy Star unit | NA | CO - Xcel Energy (Public Service Company of Colorado) | Refrigerator Replacement | Fixed amount ($631) | This is from the CO Governor's Energy Office and is the cost of a 2008 ENERGY STAR refrigerator with a $70 labor charge added on. This is listed as an incremental cost, but is actually the cost of the new refrigerator. | CO - Xcel Energy (Public Service Company of Colorado) | Refrigerator Replacement |  | Xcel Energy Deemed Savings Workbook - Single Family Weatherization
MN - Xcel Energy | Refrigerator Replacement | Residential Appliances | Electric | Residential, Low Income | Low-income only | MN - Xcel Energy | Refrigerator Replacement | 13 yrs | Conventional (non-ENERGY STAR) new unit energy consumption from DOE and ENERGY STAR in 2008 | Deemed at 93 kWh | ENERGY STAR refrigerator calculator baseline cost (conventional new unit: $1,070 in 2013) | ENERGY STAR refrigerator calculator new ENERGY STAR model cost ($1,100 in 2013) | $15 per unit | MN - Xcel Energy | Refrigerator Replacement | NONE | NONE | Must be working and customer must meet income requirements | MN - Xcel Energy | Refrigerator Replacement | Deemed at 599 kWh | $574 per unit | No | Savings calculated using the energy consumption of a weighted average of various ages and efficiency levels (from DOE standards and LBNL studies) of refrigerator based on past participation (existing unit) and an efficient unit that meets ENERGY STAR efficiency requirements (2008) for a top-mount freezer unit with through-the-door ice dispensation | N |  | EUL | Same as Normal Replacement | Efficiency calculated using the weighted average of various ages and efficiency levels (from DOE standards and LBNL studies) of refrigerator based on past participation | NA | MN - Xcel Energy | Refrigerator Replacement | Fixed amount ($574), presumably to pay for the removal cost and the cost of the new ENERGY STAR unit. | Deemed value, it appears to be from their vendor, but they determined the vendor cost to be too high, so it was scaled down by multiplying the vendor cost by the ratio of the deemed air conditioner replacement measure cost to the vendor air conditioner cost to estimate vendor mark-up. | MN - Xcel Energy | Refrigerator Replacement | Also, for all of the low income measures, it should be noted that the rebate amounts are equal to the incremental costs, which are equal to the cost of removing and disposing of the existing units and purchasing the new unit | Xcel Energy Deemed Savings Workbook - Home Energy Savings Program, Xcel Energy Income-Qualified Home Energy Services website
CT - CL&P, UI, CNG, SCG, Yankeegas, Energize Connecticut | Room AC | HVAC | Electric | Residential |  | CT - CL&P, UI, CNG, SCG, Yankeegas, Energize Connecticut | Room AC | 9 years, from Appliance Magazine. U.S. Appliance Industry: Market Share, Life Expectancy & Replacement Market, and Saturation Levels. January 2010. Page 10. | 2000 Federal Standard Efficiency, depending on whether it is a window or sleeve unit and depending on capacity. It ranges from 8.5 to 9.8 EER. | Calculated, based on capacity and EER of the proposed unit and a value of 272 EFLH, from LW Coincidence Factor Study: Room Air Conditioners, Prepared for: Northeast Energy Efficiency Partnerships’ New England Evaluation and State Program Working Group, June 23, 2008, page iv. |  |  |  | CT - CL&P, UI, CNG, SCG, Yankeegas, Energize Connecticut | Room AC | NONE | NONE | Must be working, if found not to be working, it becomes a lost opportunity project | CT - CL&P, UI, CNG, SCG, Yankeegas, Energize Connecticut | Room AC | Calculated using same algorithm as normal replacement with existing unit capacity and efficiency used during RUL of existing unit and new unit capacity with federal baseline efficiency used during the EUL of the new unit. |  | Yes | The same algorithm is used for both normal replacement and early retirement, but the baseline EER changes from the existing unit EER to the federal baseline EER after the RUL of the existing unit. If the existing unit efficiency is unknown, it is assumed to be 8.86 EER. | Y |  |  | 4 years, no source | Observed on-site. The EER and capacity of the existing unit should be looked up in the CEC database or equivalent source by brand and model number. If unknown, assumed to be 8.86 EER. This is based on: KEMA, Inc. Ductless Mini Pilot Study: Final Report. June, 2009, page vi. | Same as normal replacement | CT - CL&P, UI, CNG, SCG, Yankeegas, Energize Connecticut | Room AC |  |  | CT - CL&P, UI, CNG, SCG, Yankeegas, Energize Connecticut | Room AC | Early Retirement savings are shown as the sum of the lost opportunity savings (normal replacement) and the retrofit savings (RUL of existing unit against existing unit efficiency) | Connecticut Program Savings Documentation 2013
NH - PSNH | Room AC | HVAC | Electric | Residential | Residential | NH - PSNH | Room AC | 20 years | Current code efficiency | Deemed (23 kWh per year) | NO DETAILS AVAILABLE | NO DETAILS AVAILABLE | NO DETAILS AVAILABLE | NH - PSNH | Room AC | NONE | NONE | Contractor/owner must document that still operating | NH - PSNH | Room AC | Deemed at 23 kWh/year | NO DETAILS AVAILABLE | No | NO DETAILS AVAILABLE | N |  | EUL | 20 years | NO DETAILS AVAILABLE |  | NH - PSNH | Room AC | NO DETAILS AVAILABLE | NO DETAILS AVAILABLE | NH - PSNH | Room AC |  | 2014 PSNH All Pgms
VT - Efficiency Vermont | Room AC | HVAC | Electric | Commercial |  | VT - Efficiency Vermont | Room AC | 14 years | [5 empty] | VT - Efficiency Vermont | Room AC | NONE | NONE, but units over 10 years old are targeted | Must be functioning | VT - Efficiency Vermont | Room AC | Deemed based on a set of assumptions. They are organized into four classes based on capacity (BTU/h). They range from 235 kWh to 1068 kWh and from 0.235 kW to 1.17 kW | Based on capacity. $150, $250, $400, and $400 | Yes | Savings algorithm for kWh in first four years: kWh = kBTU/hr x [1/EERexist* 1/Degrade(14 years) - 1/EEReff * 1/Degrade(2 years)] x FLH. For the rest of the new unit's EUL after that (10 years), the Degrade terms change to 5 and 9 years, respectively and the existing EER changes to base EER, with all else the same. The demand savings use the same formulas without the FLH values. Degradation is assumed to be 1% per year, based on personal communications with Harvey Sachs (ACEEE) and Michael Pilat (NYSERDA/Lockheed Martin), both dated 10/09/09. Also, the "NYSERDA Keep Cool Report 2000-2003" (Aspen Systems Corporation, 2003) page A-2 describes testing of old AC units which found EER degredation of 16% in units average 15 years of age. | Y | Study |  | 4 years, based on a Lawrence Berkeley Laboratories study on air conditioner survival rates: http://www.osti.gov/bridge/servlets/purl/829989-lK2zOw/native/829989.pdf (page 26) | EER, ranging from 7.53 to 6.68, based on capacity. Based on average efficiencies of units from 1994-1999, or 10-15 years from present. Source: Association of Home Appliance Manufacturers provided information for the 8,000-13,999 size class, EERs for other size classes were calculated assuming the same ratios between size classes as for efficient equipment. Note that in the savings algorithms, degradation is applied to all EER values. | EER, ranging from 8.72 to 9.93, based on capacity. These come from averages of new unit efficiencies from 2008. The same source was used for these efficiencies as for the existing equipment: Association of Home Appliance Manufacturers. Note that in the savings algorithms, degradation is applied to all EER values. | VT - Efficiency Vermont | Room AC | Fixed. The efficient (ENERGY STAR) unit costs are listed as $256, $337, $491, and $611. The new baseline (after RUL) costs are listed as $212, $293, $447, and $567 | Costs were surveyed on the Lowes, Home Depot and Sears websites, cost for each product size class is based on the average cost per BTU of units of similar sizes and weighted average calculated assuming 10% of units will be more expensive CEE Tier 1 compliant. | VT - Efficiency Vermont | Room AC | Efficient case EER values for each of the four capacity categories come from averages of ENERGY STAR published EER values for A/C equipment from 2009 and range from 9.52 to 10.85, based on capacity. It must meet or exceed ENERGY STAR requirements. http://www.energystar.gov/index.cfm?fuseaction=roomac.display_products_html It is assumed that the average unit replaced will be 12 years old. FLH are assumed to be 1000 hours per year using loadshape #15 from the Vermont Screening Tool. The four capacity categories are represented by values of 6, 12, 18, and 24,000 BTU/h in the algorithms. 1% degredation assumption comes from: Personal communications with Harvey Sachs (ACEEE) and Michael Pilat (NYSERDA/Lockheed Martin), both dated 10/09/09. Also, the “NYSERDA Keep Cool Report 2000-2003” (Aspen Systems Corporation, 2003) page A-2 describes testing of old AC units which found EER degradation of 16% in units averaging 15 years of age. | Efficiency Vermont TRM Early Replacement and Dual Baseline Measures, Efficiency Vermont TRM
Washington, D.C. - DC SEU | Room AC | HVAC | Electricity | Commercial and Institutional |  | Washington, D.C. - DC SEU | Room AC | 9 years, from Measure Life Report, Residential and Commercial/Industrial Lighting and HVAC Measures, GDS Associates, June 2007. http://www.ctsavesenergy.org/files/Measure%20Life%20Report%202007.pdf | [5 empty] | Washington, D.C. - DC SEU | Room AC | NONE | NONE | Must be functional | Washington, D.C. - DC SEU | Room AC | Calculated, based on assumed run hours, capacity, and EER values | N/A, program not active | Yes | Uses an algorithm based on 1000 hours of annual run time (assumed, based on EE Investment Impacts for PJM DRSC, 2008), capacity of the replaced unit (12,000 BTU/h if unknown), EER of the existing unit (7.6 if unknown, from an Association of Home Appliance Manufacturers report), EER of the new ENERGY STAR unit, and the baseline federal standard EER (based on unit type, 9.8 if unknown). | Y |  |  | 3 years, Based on Connecticut TRM; Connecticut Energy Efficiency Fund; CL&P and UI Program Savings Documentation for 2008 Program Year | Collected on-site; If unknown, EER of 7.6 is assumed, based on an Association of Home Appliance Manufacturers report | Federal standard baseline, based on unit type (louvered sides, casement-only, etc.) and capacity | Washington, D.C. - DC SEU | Room AC | Fixed | The cost for this measure is assumed to be $220 for the ENERGY STAR unit and $260 for a CEE Tier 1 unit, plus the cost of labor – assumed to be one hour at $20/hour . The deferred baseline replacement cost (the cost associated with the replacement of the existing unit with a standard unit that would have occurred in 3 years, had the existing unit not been replaced) is assumed to be $170. This cost should be assumed to occur three years after installation. Based on ENERGY STAR calculator assumption, VEIC field study for difference between CEE Tier 1 and ENERGY STAR cost, and a VEIC estimate of labor costs | Washington, D.C. - DC SEU | Room AC | According to Nikola, this measure is no longer in use. It was recorded here for completeness. | DC SEU TRM addendum to the Mid-Atlantic TRM
Washington, D.C. - DC SEU | T12 Replacement | Lighting | Electricity, Gas | Commercial and Institutional | Small offices, retail, restaurants, churches, community centers, and lodging facilities. | Washington, D.C. - DC SEU | T12 Replacement | 15 years, source unknown | Assumed, based on existing fixture type | Calculated, using an algorithm that depends on given hours of operation, HVAC interaction, in-service rates, and baseline and efficient fixture power consumption | Deemed value that varies, based on fixture type | Deemed value that varies, based on fixture type |  | Washington, D.C. - DC SEU | T12 Replacement | T12 Fixture | NONE | Must be functional, must be replaced with HPT8 28 W lamps with low ballast factor. Facility must have between 20 and 200 T12 fixtures per utility account. Fixture must be operated at least 2000 hours per year | Washington, D.C. - DC SEU | T12 Replacement | Calculated, based on the existing and proposed fixture type and wattage, hours of use, in-service rate, and HVAC interaction factors | $20 per fixture | No | Uses an algorithm based on existing fixture wattage and type (ballast, number of lamps), and the same information for the proposed fixture, the site-specific hours of use, the in-service rate of 0.97 (from a Maryland evalulation study), and calculated waste heat factors for HVAC interaction | Y | Study | RUL | Deemed, based on fixture type. Standard four-foot T12 fixture shows 20,000 hours of remaining lamp life and 40,000 hours of remaining ballast life. The lamp life varies from 9000 to 20000 hours. | Collected on rebate application, based on lamp type, ballast type, and number of lamps. |  | Washington, D.C. - DC SEU | T12 Replacement | Fixed | Deemed and varies based on fixture type. It is separated into lamp, ballast replacement labor, and ballast cost for both the baseline and efficient fixtures. The source is not stated. | Washington, D.C. - DC SEU | T12 Replacement | This measure accounts for both cooling savings and heating penalties associated with a reduction in lighting power. There isn't really a normal replacement companion measure, since this measure is just for T12 fixture replacement. This measure also includes incandescent and fluorescent exit sign retrofits. High-output T12 lamps are considered, along with high-performance 28-watt T8 lamps. In one program document, the rebate is $20 per fixture. In another, the rebate is free lamps, installation, removal, and clean up. | DC SEU TRM addendum to the Mid-Atlantic TRM, Fluorescent Lighting Upgrade datasheet, CLEER T12 program datasheet
CO - Xcel Energy (Public Service Company of Colorado) | Upgrade Motors with Premium or Enhanced Efficiency (1% above premium) Motors, 1 hp - 500 hp | Motors and Drives | Electric | Commercial, Industrial |  | CO - Xcel Energy (Public Service Company of Colorado) | Upgrade Motors with Premium or Enhanced Efficiency (1% above premium) Motors, 1 hp - 500 hp | 20 yrs | NEMA Premium | Calculated based on motor size, full load efficiency versus baseline, and quantity. Weighted average is 75 kWh | Varies based on motor size. Weighted average is $856 | Varies based on motor size. Weighted average is $1,201 | Ranges from $60 to $4,500 based on motor size, with a weighted average of $75 | CO - Xcel Energy (Public Service Company of Colorado) | Upgrade Motors with Premium or Enhanced Efficiency (1% above premium) Motors, 1 hp - 500 hp | US EPAct (1992) | NONE | new motor must be same size or smaller or else it reverts to normal replacement rebate, old motor must be scrapped, rewound or repaired motors do not qualify | CO - Xcel Energy (Public Service Company of Colorado) | Upgrade Motors with Premium or Enhanced Efficiency (1% above premium) Motors, 1 hp - 500 hp | Calculated based on motor size, full load efficiency versus baseline (NEMA Premium or Enhanced), and quantity. Weighted average is 1,006 kWh | Ranges from $200 to $8,000 based on motor size and efficiency level | No | Savings caculated using only the EPAct baseline for the entire measure life | N |  | EUL | Same as Normal Replacement | From motors lookup tables, confirmed by customer application and model number | NA | CO - Xcel Energy (Public Service Company of Colorado) | Upgrade Motors with Premium or Enhanced Efficiency (1% above premium) Motors, 1 hp - 500 hp | Calculated based on motor size | New installation cost added to NEMA premium cost, varies based on motor size. Enhanced costs are extrapolated from NEMA premium costs | CO - Xcel Energy (Public Service Company of Colorado) | Upgrade Motors with Premium or Enhanced Efficiency (1% above premium) Motors, 1 hp - 500 hp | Xcel uses Plan A and Plan B to designate whether a measure is new replacement or early retirement. Plan A is new and Plan B is early retirement for measures that have early retirement at all. | Xcel Energy Deemed Savings Workbook - Motor and Drive Efficiency, Xcel Energy Business Motor and Drive Efficiency Rebate Application
MN - Xcel Energy | Upgrade Motors with Premium or Enhanced Efficiency (1% above premium) Motors, 1 hp - 500 hp | Motors and Drives | Electric | Commercial, Industrial |  | MN - Xcel Energy | Upgrade Motors with Premium or Enhanced Efficiency (1% above premium) Motors, 1 hp - 500 hp | 20 yrs | NEMA Premium | Calculated based on motor size, application (pump, fan, commercial, industrial, etc.), full load efficiency versus baseline, and quantity. Weighted average is 439 kWh | Varies based on motor size. Weighted average is $2,434 | Varies based on motor size. Weighted average is $3,467 | Ranges from $30 to $2,250 based on motor size | MN - Xcel Energy | Upgrade Motors with Premium or Enhanced Efficiency (1% above premium) Motors, 1 hp - 500 hp | US EPAct (1992) | NONE | new motor must be same size or smaller or else it reverts to normal replacement rebate, old motor must be scrapped, rewound or repaired motors do not qualify, old motor must be functional | MN - Xcel Energy | Upgrade Motors with Premium or Enhanced Efficiency (1% above premium) Motors, 1 hp - 500 hp | Calculated based on motor size, application (pump, fan, commercial, industrial, etc.), full load efficiency versus baseline (NEMA Premium or Enhanced, and quantity. Weighted average is 1,210 kWh. Baseline is a repair/rewind of existing motor. | Ranges from $200 to $13,500 based on motor size and efficiency level | No | Savings caculated using only the EPAct baseline for the entire measure life | N |  | EUL | Same as Normal Replacement | From motors lookup tables, confirmed by customer application and model number | NA | MN - Xcel Energy | Upgrade Motors with Premium or Enhanced Efficiency (1% above premium) Motors, 1 hp - 500 hp | Calculated based on motor size | New motor installation cost added to NEMA premium (or enhanced premium) material cost minus estimated motor rewind costs, varies based on motor size | MN - Xcel Energy | Upgrade Motors with Premium or Enhanced Efficiency (1% above premium) Motors, 1 hp - 500 hp | Xcel uses Plan A and Plan B to designate whether a measure is new replacement or early retirement. Plan A is new and Plan B is early retirement for measures that have early retirement at all. This measure has both a plan B and a plan B enhanced to designate the efficiency of the proposed motors | Xcel Energy Deemed Savings Workbook - Motors and Drives, Xcel Energy Business Motor Efficiency Rebate Application
NH - Liberty | VFD | Motors and Drives | Electric | C&I |  | NH - Liberty | VFD | 15 years | Varies by equipment type | Calculated | NO DETAILS AVAILABLE | NO DETAILS AVAILABLE | $800-1,575 based on HP controlled by each VFD | NH - Liberty | VFD | NONE | NONE | Must demonstrate significant load diversity | NH - Liberty | VFD | Calculated | $1,050-4,400 based on HP controlled by each VFD | No | Savings are calculated between existing unit and efficienct unit consumption | N |  |  | NO DETAILS AVAILABLE | Determined from application info |  | NH - Liberty | VFD | Calculated | 35% of total cost | NH - Liberty | VFD |  | MA TRM 2012 & Liberty Utilities "All 2014 Applications"
NH - PSNH | VFD | Motors and Drives | Electric | C&I |  | NH - PSNH | VFD | 15 years | Varies by equipment type | Calculated (based on HP) | NO DETAILS AVAILABLE | NO DETAILS AVAILABLE | $800-1,575 based on HP controlled by each VFD | NH - PSNH | VFD | NONE | NONE | Must demonstrate significant load diversity | NH - PSNH | VFD | Calculated (based on HP) | $1,050-4,400 based on HP controlled by each VFD | No | Savings are calculated between existing unit and efficienct unit consumption | N |  |  | NO DETAILS AVAILABLE | Determined from application info |  | NH - PSNH | VFD | Calculated | 35% of total cost | NH - PSNH | VFD |  | 2012 AAA Master & 2013 Master Spreadsheet - Lighting (Measure life)
NH - Unitil | VFD | Motors and Drives | Electric | C&I |  | NH - Unitil | VFD | 15 years | Varies by equipment type | Calculated (based on HP) | NO DETAILS AVAILABLE | NO DETAILS AVAILABLE | $800-1,575 based on HP controlled by each VFD | NH - Unitil | VFD | NONE | NONE | Must demonstrate significant load diversity | NH - Unitil | VFD | Calculated (based on HP) | $1,050-4,400 based on HP controlled by each VFD | No | Savings are calculated between existing unit and efficienct unit consumption | N |  |  | NO DETAILS AVAILABLE | Determined from application info |  | NH - Unitil | VFD | Calculated | 35% of total cost | NH - Unitil | VFD |  | 2012 AAA Master & 2013 Master Spreadsheet - Lighting (Measure life)
CO - Xcel Energy | Factory-integrated VFDs on Air Compressors from 10 to 49 HP | Compressed Air | Electric | Commercial, Industrial |  | CO - Xcel Energy | Factory-integrated VFDs on Air Compressors from 10 to 49 HP | 20 yrs | New modulating or load/no-load air compressor without a VFD with 1 gal/cfm of storage | Calculated based on motor size, with assumptions for service factor, motor loading, hours of operation, EPAct motor efficiency, typical flow rates, and VFD efficiency. Weighted average is 19,659 kWh | $0 (Michaels has recommended that this be changed to a value based on motor size with a weighted average of $10,436. This data was available in their workbook, but not used) | Varies based on motor size. Weighted average is $5,140. However, this is really the incremental cost, since they reported $0 baseline cost, when the baseline cost should average $10,436, making the new cost $15, 576 | Ranges from $1,000 to $4,000 based on motor size ($100/HP), with a weighted average of $2,245 | CO - Xcel Energy | Factory-integrated VFDs on Air Compressors from 10 to 49 HP | No VFD | NONE | An existing load/unload (online/offline) compressor with less than two (2) gallons of wet storage receiver per CFM of capacity (compressor rating), or an existing inlet modulation compressor with or without blowdown control which is replaced with a compressor that has a factory installed/assembled motor and VFD/ASD combination is eligible for a rebate. Compressor with VFD must have equal or fewer horsepower. | CO - Xcel Energy | Factory-integrated VFDs on Air Compressors from 10 to 49 HP | Calculated based on motor size, with assumptions for service factor, motor loading, hours of operation, pre-EPAct motor efficiency, typical flow rates, and VFD efficiency. Weighted average is 22,537 kWh | Ranges from $4,000 to $7000 based on motor size. Rebate is $3,000 + $100/HP | No | Savings calculated using identical baseline as for normal replacement except that the motor efficiency is decreased to pre-EPAct values | N |  | EUL | Same as Normal Replacement | Motor efficiencies assumed to be pre-EPAct levels (roughly 3% lower than EPAct based on motor size) | NA | CO - Xcel Energy | Factory-integrated VFDs on Air Compressors from 10 to 49 HP | Calculated based on motor size | Cost calculated for each motor size based on average cost from three manufacturers and $1,500 installation cost and then the baseline cost is subtracted to get the incremental cost | CO - Xcel Energy | Factory-integrated VFDs on Air Compressors from 10 to 49 HP | Xcel uses Plan A and Plan B to designate whether a measure is new replacement or early retirement. Plan A is new and Plan B is early retirement for measures that have early retirement at all. | Xcel Energy Deemed Savings Workbook - Compressed Air Efficiency, Xcel Energy Business Compressed Air VFD and No-Loss Drain Rebate Application
MN - Xcel Energy | VFDs on Air Compressors from 10 to 40 HP | Compressed Air | Electric | Commercial, Industrial |  | MN - Xcel Energy | VFDs on Air Compressors from 10 to 40 HP | 20 yrs | New modulating or load/no-load air compressor without a VFD with 3 gal/cfm of storage | Calculated based on motor size, with assumptions for service factor, motor loading, hours of operation, motor efficiency, typical flow rates, and VFD efficiency. Weighted average is 17,372 kWh | Varies based on motor size. Weighted average is $15,080 | Varies based on motor size. Weighted average is $19,870 | Ranges from $1,000 to $4,000 based on motor size ($100/HP) | MN - Xcel Energy | VFDs on Air Compressors from 10 to 40 HP | No VFD | NONE | Cannot be a backup compressor, must be a single rotary screw compressor less than 50 HP serving on a common header; An existing load/unload (online/offline) compressor with less than two (2) gallons of wet storage receiver per CFM of capacity (compressor rating), or an existing inlet modulation with or without blowdown control which is replaced with an integrated rotary screw compressor that has a factory installed/assembled motor and VFD/ASD combination is eligible for a rebate. Compressor with VFD must have equal horsepower. | MN - Xcel Energy | VFDs on Air Compressors from 10 to 40 HP | Calculated based on motor size, with assumptions for service factor, motor loading, hours of operation, motor efficiency, typical flow rates, and VFD efficiency. Weighted average is 17,372 kWh | Ranges from $4,000 to $7,000 based on motor size. Rebate is $3,000 + $100/HP | No | Savings calculated using identical baseline as for normal replacement | N |  | EUL | Same as Normal Replacement | Not needed, old equipment efficiency is no VFD | NA | MN - Xcel Energy | VFDs on Air Compressors from 10 to 40 HP | Calculated based on motor size | Cost calculated for each motor size based on average cost from three manufacturers and $1,500 installation cost and then the baseline cost is subtracted to get the incremental cost | MN - Xcel Energy | VFDs on Air Compressors from 10 to 40 HP | Xcel uses Plan A and Plan B to designate whether a measure is new replacement or early retirement. Plan A is new and Plan B is early retirement for measures that have early retirement at all. | Xcel Energy Deemed Savings Workbook - Fluid System Optimization, Xcel Energy Business Fluid System Optimization Rebate Application
MA - National Grid, NSTAR, Cape Light Compact, Unitil, WMECo, Columbia Gas, New England Gas, Blackstone Gas, Berkshire Gas | Window AC (Retrofit) | HVAC | Electric | Residential, Low Income | Low Income | MA - National Grid, NSTAR, Cape Light Compact, Unitil, WMECo, Columbia Gas, New England Gas, Blackstone Gas, Berkshire Gas | Window AC (Retrofit) | 9 yrs, from EPA study of Life Cycle Cost Estimate for ENERGY STAR Room Air Conditioner | EER 9.8, which is federal standard | Deemed at 43 kWh, 0.123 kW |  |  |  | MA - National Grid, NSTAR, Cape Light Compact, Unitil, WMECo, Columbia Gas, New England Gas, Blackstone Gas, Berkshire Gas | Window AC (Retrofit) | NONE | NONE | Must be functioning | MA - National Grid, NSTAR, Cape Light Compact, Unitil, WMECo, Columbia Gas, New England Gas, Blackstone Gas, Berkshire Gas | Window AC (Retrofit) | Deemed at 204 kWh, 0.582 kW | 25 | No | Savings come from Cadmus 2012 Low Income Single Family Impact Evaluation for PAs of Mass. | N |  | EUL | Same as Normal Replacement | Value not provided, only that it is the existing unit efficiency |  | MA - National Grid, NSTAR, Cape Light Compact, Unitil, WMECo, Columbia Gas, New England Gas, Blackstone Gas, Berkshire Gas | Window AC (Retrofit) |  |  | MA - National Grid, NSTAR, Cape Light Compact, Unitil, WMECo, Columbia Gas, New England Gas, Blackstone Gas, Berkshire Gas | Window AC (Retrofit) | Only offered as a measure when an AC timer would not reduce usage during the peak period. Efficient unit in ER measure has an efficiency that was not provided. | Massachusetts TRM, MassSave website
MA - National Grid | Window AC Replacement | HVAC | Electric | Low Income | Multi-family only | MA - National Grid | Window AC Replacement | NA | NA | NA | NA | NA | NA | MA - National Grid | Window AC Replacement | NONE | NONE | Must be functioning, must be used during peak periods | MA - National Grid | Window AC Replacement | Calculated using algorithm |  | No | Calculated using formula based on capacity of existing and new units, efficiency of existing and new units, and assumed EFLH of 200 | N |  | EUL | 9 yrs, from EPA Life Cycle Cost Estimate for ENERGY STAR Room Air Conditioner | Existing unit efficiency |  | MA - National Grid | Window AC Replacement |  |  | MA - National Grid | Window AC Replacement | EFLH value comes from: RLW Analytics (2008). Coincidence Factor Study: Residential Room Air Conditioners. Prepared for Northeast Energy Efficiency Partnerships’ New England Evaluation and State Program Working Group; Page 32, Table 22 - found by averaging the EFLH values for MA cities (Boston and Worcester): (228+172)/2 = 200. All equipment installations are verified. | Massachusetts TRM,
MN - Xcel Energy | Window AC Replacement | HVAC | Electric | Residential, Low Income | Low-income only | MN - Xcel Energy | Window AC Replacement | NA | NA | NA | NA | NA | NA | MN - Xcel Energy | Window AC Replacement | NONE | NONE | Customer must meet income requirements | MN - Xcel Energy | Window AC Replacement | Deemed at 63 kWh | $368 per unit | No | Savings calculated by assuming the baseline/existing unit is a 10,000 BTU/h, 9.8 EER window unit with 662 full-load cooling hours. All of the assumptions were taken from defaults in the ENERGY STAR Room Air Conditioner Calculator, 2008 edition, with Minneapolis selected as the location. The efficient unit is an ENERGY STAR-qualified unit with an EER of 10.8 | N |  | EUL | 9 yrs, based on taking the EUL from the ENERGY STAR Room Air Conditioner Calculator (2008) | Efficiency assumed to be 9.8 EER, based on default conventional unit efficiency in ENERGY STAR Calculator (2008) | NA | MN - Xcel Energy | Window AC Replacement | Fixed amount ($368), presumably to pay for the removal cost and the cost of the new ENERGY STAR unit. | Deemed value, no source provided. It is likely from their implementation vendor | MN - Xcel Energy | Window AC Replacement | Also, for all of the low income measures, it should be noted that the rebate amounts are equal to the incremental costs, which are equal to the cost of removing and disposing of the existing units and purchasing the new unit | Xcel Energy Deemed Savings Workbook - Home Energy Savings Program, Xcel Energy Income-Qualified Home Energy Services website
Note on K46: Robert Parker: They don't really have a normal freezer replacement measure
Note on H49: Robert Parker: in these programs: LI Multi Family, LI Home Energy Savings,
Note on I49: Robert Parker: there are no normal replacement measures for freezers; just recycling and standard early retirement
Note on U49: Robert Parker: in these programs: LI Multi Family, LI Home Energy Savings,
Note on AG49: Robert Parker: in these programs: LI Multi Family, LI Home Energy Savings,
Note on AK49: Robert Parker: in these programs: LI Multi Family, LI Home Energy Savings,
Note on AK93: Robert Parker: in these programs: LI Multi Family, LI Home Energy Savings,