## Changes (hidden)
Change | Date | Person
0 | 2016-07-11 | Joe Swift | July 11, 2016. This model was developed by Brandy Chamber (Eversource) and Meera Reynolds (Unitil). See email >>>>
1 | 2016-07-13 | Joe Swift | Updated capacity payments per Steve Waite email and based on meeting held 7/12/16.
including the distribution losses to 6.9%. See text box>>>>>>
2 | 2016-07-13 | Joe Swift | Updated T and D distribution losses. Note that I added these into the avoided costs (lookup assumption sheet) rather than
messing with all the calculations. Note that this only represented a 1.2% increase in value since the loss factor was 1.012.
see the note to the right>>>>
3 | 2016-07-13 | Joe Swift | Verified/updated nominal discount rate and inflation uses the prime rate interest and GDP impliciet price deflator references used in the past (per Tom Belair)
|  | 6/1/16 prime | http://www.moneycafe.com/library/primerate.htm |  |  | 3.5% | Previous value was 3.25 percent. Updated to 3.5% based on June 2016 value (see link)
|  | GDP price | http://research.stlouisfed.org//fred2/data/GDPDEF.txt
|  |  | 1/1/2015 value | 109.099
|  |  | 1/1/16 value | 110.388
|  |  | Inflation | 1.181% | (note previos value was 1.0% and consistent with the GDP price inflator for corresponding time period from 2014 to 2015)
4 | 2016-07-18 | Updated T and D marginal cost baesd on 2017 exhibit C. See to the right>>>>>>
|  |  |  | MTC | MDC
|  | New Value (per Steve Waite exibit C) |  | 19.496 | 79.009
|  | Old Value |  | 19.2078 | 77.7945
5 | 2016-07-18 | Updated on peak energy loss factor (avoided cost sheet) per 2017 exhibit C. |  |  |  | Energy
| New value = 1.061 (both). Old value (both) = 1.62 |  |  |  |  | Winter Peak | Winter Off-Peak | Summer Peak | Summer Off-Peak
[6 empty] | 1.061% | 1.053% | 1.061% | 1.053%
6 | 2016-07-26 | Added program and subprogram names based on Tom Belair updated table.
7 | 2016-07-26 | Updated load shapes and demand factors (Demand Lookup sheet) based on Tom Belair update
8 | Populated the model with programs, sub-programs, etc. Note that many of the measure savings are user defined i.e. it is expected that
users may need to adjust the model inputs to reflect the availability of specific data and savings for measures (non-deemed savings)
9 | Created percent of 2014 sales saved. Enter the 2014 sales in the Lookup Assumptions sheet (E:156). This feeds
into the Attachment G Cost Effectivness table (D:49)
10 | July 28, 2016. Updated Measures. Still need to enter deemed savings values for lighting, appliances, etc. having a phone call today to review with other PAs.
11 | July 28, 2016. Updated Measures. Still need to enter deemed savings values for lighting, appliances, etc. having a phone call today to review with other PAs. | Added Comments and documentation column to input sheet (column AL)
The purpose of this column is to document savings assumptions i.e. it's a mini-Technical Reference Manual.
12 | July 28, 2016. Updated Measures. Still need to enter deemed savings values for lighting, appliances, etc. having a phone call today to review with other PAs. | Added Mass load shapes back in (in addition to NH). These may be used in lieu of NH load shapes if appropriate.
13 | July 28, 2016. Updated Measures. Still need to enter deemed savings values for lighting, appliances, etc. having a phone call today to review with other PAs. | Updated residential assumptions documentation.
NH model July 11
From:
Reynolds, Meera
07/11/2016 05:03 PM
To:
Thomas R. Belair, eric.stanley@libertyutilities.com, Joseph R. Swift, Rhonda J. Bisson, spwaite3@comcast.net, Woods, Carol (WoodsCa@nhec.com)
Cc:
  "Downes, Mary", Brandy A. Chambers
All:
Please forward as necessary. I spent some quality time with the screen this weekend and here’s where we’re at – I’ve bolded items that folks in NH need to resolve before this can be used this reliably.
1. Lookups-Assumptions – this tab should be all set with the exception of inflation rate and any other avoided cost related changes that need to happen for distribution losses, wholesale risk premium, etc.
2. NEI Lookups - hidden
3. Load shape Demand Lookups –need to NH-ify.
4. Avoided costs – waiting on resolution of distribution loss question; otherwise this tab is FINISHED
5. Inputs – need final measures assumptions, etc. This is likely where the most work needs to happen and decisions made. I put some data in loosely based on our 2016 Updated Plan to make sure things were flowing and it seems to be working right.
6. Calculations tabs – extra columns for fuels and whatnot are in Other than refreshing and/or copypasting formulae down, it should be all set
7. Cost Table – please make sure I have the correct categories of costs. Folks should be able to directly input into that sheet
8. Master Data – Updated with the columns NH needs, etc. It includes all the info and then some that was going into the PSNH sheets so I do not know that we need those anymore. I can make them if needed
9. Attachments sheets – linked to master data as much as possible, or each other for sector items
10. Outstanding issues:
  a. Input sheets to PSNH – do we still need them or will master data tab suffice?
  b. Jim Cunningham stuff – what do we want to do?
Meera Bhalotra Reynolds
Energy Efficiency Programs - Project Leader
Avoided Generation Capacity Costs
  Calculation
    NH uses the product of FCA clearing price, embedded (PTF) loss factor (=1.022), non-PTF loss factor (=1.069) and reserve margin (=1.17). Every kW of summer coincident peak load reduction at the meter reduces Installed Capacity Requirement (ICR) by 1.022*1.069*1.17 = 1.28 kW.
    MA uses the 50/50 weighted average of FCA clearing price*1.08 and FCA clearing price* 1.08*1.022*1.17*1.09 (risk premium). Every kW of load reduction reduces ICR by 1.24 kW in years 2020 on. In years 2017-2019 the ICR reduction is .54 kW.
    Suggested Action: The MA formulas starting in cell K137 would be replaced with the formula starting in cell J141 (with appropriate adjustment in row reference), which is the equivalent of the NH formulas starting in cell G63. The value in cell H125 would be set to 0 and the value in cell H126 would be set to the updated value in Attachment C cell F27 – 1.
Avoided T&D Costs
  Calculation
    NH utilizes a sales-weighted average of T&D costs and loss factors documented in Attachment C. Eversource and Unitil report loss factors of 1.0.
    MA effectively sets the loss factor to 1.0.
    Suggested Action: The MA formulas in ‘Calculations Yr 1’ etc. could be revised to apply the loss factors in ‘Avoided Costs’ cells P12 and Q12. Mechanically it would be easier to apply the loss factors directly to the marginal T&D costs in cells E19 and E20, but with some loss of transparency. The loss factors will be updated in Attachment C cell E27.
Note on F26: Joseph R Swift: added loss multipliers of 1.012 to these per Steve Waite.
Note on G26: Joseph R Swift: added loss multipliers of 1.012 to these per Steve Waite.

## 3. ESApp White2017 (hidden)
Budget | [5 empty] | Total Savings
|  |  | Wxn |  |  | Total A kWh Savings | Life | Total L kWH Savings |  | Total A MMBTU Savings | Life | Total L MMBTU Savings
INADM | [5 empty] | 1621693.8275 | 10.5532 | 17114020.115 |  | 613.228 | 11 | 6745.5075 | White Goods
ADMEX |  |  | 0
CIAUD |  |  | 155000
REBTS |  |  | 465412.84
INIMP |  |  | 0
NHMKT |  |  | 45000
EVAL |  |  | 0
|  |  | 665412.84 |  | 0
TOTAL Budget |  |  |  |  | 665412.84 | 1621693.8275 | 10.5532 | 17114020.115 |  | 613.228 | 11 | 6745.5075 | Total
|  |  | Cost / Savings = |  |  | 0.41032 |  | 0.038881 |  | 1085.0987 |  | 98.6453
Project Adj | 5% | Expect pricing to go up approx 5% (our funding/project vs WAP will increase as well, but so will A MMBTU so this may be a wash)
kWh Adjustment | 0%
A MMBTU Adjustment | 0%
Summarized for BC Model | Qty | Incentive (w/ EFI Fee) | Incremental Cost | Processing Fee | Annual kWH Savings (per Unit) | Measure Life | Install Rate | EPA Inc $ | NG MMBTU | Oil MMBTU | LP MMBTU | Water (Gallons) | EFI Total Fees | 2016 Planned kWh
Energy Star Clothes Washers | 5584.9541 | 30 | 30 | 4.5 | 123.91 | 11 | 100% | $30-$150 | 0.0658 | 0.0418 | 0.0022 | 1180 | 25132.2934 | 181.76
Energy Star Clothes Dryer | 522.9358 | 40 | 40 | 4.5 | 160.1806 | 12 | 100% | 40 |  |  |  |  | 2353.211 | 0
Energy Star Dishwashers |  | 0 | 10 | 4.5 | 13.69 | 10 | 100% | 10 | 0.021709 | 0.035866 | 0.0018877 | 161
Energy Star Room Air Conditioners | 1899.6442 | 20 | 20 | 4.5 | 16.1565 | 9 | 100% | [5 empty] | 8548.3991 | 16.156
Energy Star Room Air Purifier | 119.3366 | 15 | 0 | 4.5 | 390.4333 | 9 | 100% | [5 empty] | 537.0148 | 390.628
Energy Star Refrigerators | 3799.2885 | 20 | 20 | 4.5 | 41.363 | 12 | 100% | [5 empty] | 17096.7982 | 39.63
Energy Star Freezers |  | 0 | 0 | 4.5 | 30.25 | 12 | 100% | [6 empty] | 114
Energy Star Dehumidifiers | 1577.6706 | 25 | 50 | 4.5 | 162.2688 | 12 | 100% | 50 |  |  |  |  | 7099.5179
Energy Star Pool Pumps (2 Speed) |  | 0 | 0 | 4.5 | 638.075 | 10 | 100%
Energy Star Pool Pumps (Variable Speed) |  | 0 | 0 | 4.5 | 998.6955 | 10 | 100%
Energy Star Televisions |  | 0 | 0 | 4.5 | 150 | 12 | 100%
Energy Star Computer Monitors |  | 0 | 0 | 4.56 | 0 | 9 | 100%
Energy Star ? |  |  |  |  | 0 |  | 100%
Energy Star ?? |  |  |  |  | 0 |  | 100%
Energy Star ??? | [6 empty] | 100%
Energy Star ???? | [6 empty] | 100%
Energy Star ????? | [6 empty] | 100%
Primary Refrigerator Recycling/Pickup/Turnin |  | 0 | 0 | 0 | 493 | 8 | 100%
2nd Refrigerator Pickup/Turnin | 339.1673 | 123.5 | 123.5 | 0 | 755 | 8 | 100% | [5 empty] | 0 | 755
2nd Freezer Pickup/Turnin | 150.741 | 123.5 | 123.5 | 0 | 658 | 8 | 100% | [5 empty] | 0 | 658
Room AC Pickup/Turnin | 12.2477 | 38 | 38 | 0 | 16.1565 | 5 | 100% | [5 empty] | 0 | 16.156
Advanced Power Strip |  | 10 | 10 | 0.5 | 79.0776 | 5 | 100% | 2 | [5 empty] | 79.078
ECM Motors for FHA Furnance Fans |  | 120 | 120 |  | 228.23 |  | 100%
ECM Motor for FWH Circulating Pump |  | 100 | 200 |  | 285 | 15
wi-fi thermostats (not tied to MS and CAC) |  |  |  |  | 0 |  | 100%
Home Energy Managment Systems |  |  |  |  | 0 |  | 100%
heat recovery ventilator (in MA TRM) |  |  |  |  | 0 |  | 100%
electric water heating removal (VT TRM) |  |  |  |  | 0 |  | 100%
electric clothes dryer w/fuel switch (VT TRM) |  |  |  |  | 0 |  | 100%
aerators and showerheads (VT TRM) for electric heating customers |  |  |  |  | 0 |  | 100%
Other (user defined) |  | 2 | 0 |  | 79.0776 | 8 | 100% | 2
Other (user defined) |  | 5 |  |  | 0 | 9 | 100% | 5
Other (user defined) |  | 1.5 |  |  | 0 | 11 | 100% | 1.5
Other (user defined) |  | 1.5 |  |  | 0 | 9 | 100% | 1.5
Other (user defined) |  |  |  |  | 0
Other (user defined)
[5 empty] | 123.91 | [7 empty] | 0
Total Rebate Processing |  | 367.49 | 367.49 |  | <-- either use this and don't include in Cells c21:c45:, or leave C21:C45 as is an do not use this. | [7 empty] | 60767.2344
TRB: I prefer to have the
|  |  | 2015 Actual Savings |  |  | 352653 | 9906 | 1535552 | 15888797 | 0.22966 | 0.022195
|  |  | 2016 Planned Savings |  |  | 355657 | 10597 | 1444075 | 14529966 | 0.24629 | 0.024477
2017 planning (from Kate) | [5 empty] | 465412.84 | 14005.9858 | 1621693.8275 | 17114020.115 | 0.28699 | 0.027195
Product | 2015 Plan | 2015 Actual | 2015 Actual % of $'s |  | 2017 % of $'s | 2017 Planned $ Amount | 2017 Actual Qty | 2017 Annual kWh Savings | 2017 Lifetime kWH Savings | 2016 Plan
Energy Star Clothes Washers | 6259.5 | 4290 | 148005 | 45.63% | 41.4% | 192680.9158 | 5584.9541 | 692031.6601 | 7612348.2606
Energy Star Clothes Dryer |  | 0 | 0 |  | 5% | 23270.642 | 522.9358 | 83764.169 | 1005170.0278
Energy Star Dishwashers |  | 0 | 0 |  |  | 0
Energy Star Room Air Conditioners | 3698.2 | 1987 | 48681.5 | 15.01% | 10% | 46541.284 | 1899.6442 | 30691.5312 | 276223.7805
Energy Star Room Air Purifier | 88.05 | 173 | 3373.5 | 1.04% | 0.5% | 2327.0642 | 119.3366 | 46592.9965 | 419336.9688
Energy Star Refrigerators | 4754.864 | 2831 | 69359.5 | 21.38% | 20% | 93082.568 | 3799.2885 | 157149.9698 | 1885799.6376
Energy Star Freezers |  | 0 | 0 |  |  | 0
Energy Star Dehumidifiers |  | 0 | 0 |  | 10% | 46541.284 | 1577.6706 | 256006.7677 | 3072081.2123
Energy Star Pool Pumps (2 Speed) |  | 0 | 0 |  |  | 0
Energy Star Pool Pumps (Variable Speed) |  | 0 | 0 |  |  | 0
Energy Star Televisions |  | 0 | 0 |  |  | 0
Energy Star Computer Monitors |  | 0 | 0 |  |  | 0
Energy Star ? |  | 0 | 0 |  |  | 0
Energy Star ?? |  | 0 | 0 |  |  | 0
Energy Star ??? |  | 0 | 0 |  |  | 0
Energy Star ???? |  | 0 | 0 |  |  | 0
Energy Star ????? |  | 0 | 0 |  |  | 0
|  |  | 0 |  |  | 0
Primary Refrigerator Recycling/Pickup/Turnin |  | 0 | 0 |  |  | 0
2nd Refrigerator Pickup/Turnin | 528 | 318 | 39273 | 12.11% | 9% | 41887.1556 | 339.1673 | 256071.2751 | 2048570.201
2nd Freezer Pickup/Turnin | 176 | 109 | 13461.5 | 4.15% | 4% | 18616.5136 | 150.741 | 99187.5785 | 793500.6283
Room AC Pickup/Turnin | 17.6 | 4 | 152 | 0.04686% | 0.1% | 465.4128 | 12.2477 | 197.8796 | 989.398
|  |  | 0 |  |  | 0
Advanced Power Strip | 352 | 194 | 2037 | 0.628% |  | 0
ECM Motors for FHA Furnance Fans |  |  | 0 |  |  | 0
wi-fi thermostats (not tied to MS and CAC) |  |  | 0 |  |  | 0
Home Energy Managment Systems |  |  | 0 |  |  | 0
heat recovery ventilator (in MA TRM) |  |  | 0 |  |  | 0
electric water heating removal (VT TRM) |  |  | 0 |  |  | 0
electric clothes dryer w/fuel switch (VT TRM) | Total |  | 0 |  |  | 0
aerators and showerheads (VT TRM) for electric heating customers |  |  | 0 |  |  | 0
|  |  | 0 |  |  | 0
Other (user defined) |  |  | 0 |  |  | 0
Other (user defined) |  |  | 0 |  |  | 0
Other (user defined) |  |  | 0 |  |  | 0
Other (user defined) |  |  | 0 |  |  | 0
Other (user defined) |  |  | 0 |  |  | 0
Other (user defined) |  |  | 0 |  |  | 0
Note on F21: Thomas R Belair: Source: Energy Star Appliance Calculator https://www.energystar.gov/sites/default/files/asset/.../appliance_calculator.xlsx TRB, 8-15-2016 =CW (25-19)+WH (102-76)*0.37+ Dryer (523-404)*0.91 MMBTU savings for Oil, NG, and LP water heating and gas dryers. Used Front Loader…updated EPA calculator went form 181->123 Annual kWh. 1. CW motor itself: 25-19 (front loader, Top loader = 57-35) 2. Water Heating Elec: 102-76 (front loader, top loader=229-138) Based on Rebate Coupon, 37% have Electric Water Heating. 3. Elec Dryer: 523-404 (front loader CW, top loader = 765-482) Based on Survey, 91% have electric dryers.
Note on J21: Thomas R Belair: =((4.6-3.5)/10)*0.23+((20.5-16)/10*0.09) Water Heating: 23% x 4.6-3.5 therms / 10 = MMBTU Dryer: 9% have gas dryers: WH (20.5-16 therms) / 10 * 9% = .35 MMBTUs
Note on K21: Thomas R Belair: 38% have oil water heating =((4.6-3.5)/10)*0.38 Water Heating: 23% x 4.6-3.5 therms / 10 = MMBTU
Note on L21: Thomas R Belair: =((4.6-3.5)/10)*0.02 Water Heating: 4.6-3.5 therms / 10 * 2% = MMBTU 2% have LP Water Heating
Note on M21: Thomas R Belair: Used Front Loader CW Front Loader = 5,546-4,366 = 1,180 Top Loader = 11,151-5,708 = 3,385
Note on F22: Thomas R Belair: Source: Energy Star Appliance Calculator https://www.energystar.gov/sites/default/files/asset/.../appliance_calculator.xlsx TRB, 8-15-2016 =(8.45*5.442*52/3.111)-(8.45*5.442*52/3.93) Std = Avg Load (lbs) 8.5 x Avg # loads/week (5.442 x 52 weeks / Combined Energy Factor CEF=3.111 Eneegy Star CEF = 3.93
Note on F23: Thomas R Belair: Source: Energy Star Appliance Calculator https://www.energystar.gov/sites/default/files/asset/.../appliance_calculator.xlsx TRB, 8-15-2016 This assumes 37% have electric water heating (per CW survey) =((0.628279+0.799628)*4.13462*52-(0.552558+0.703256)*4.13462*52)*.37 =(DW kWh + Water Heating kWh)*Avg # cycles/week x 52 weeks
Note on J23: Thomas R Belair: This assumes 23% have NG water heating (per CW Survey). ((0.03638*4.13462*52/10)-(0.03199*4.13462*52/10))*0.23 =(Water Heating therms*Avg # cycles/week x 52 weeks
Note on K23: Thomas R Belair: This assumes 38% have Oil water heating (per CW Survey). ((0.03638*4.13462*52/10)-(0.03199*4.13462*52/10))*0.38 =(Water Heating therms*Avg # cycles/week x 52 weeks
Note on L23: Thomas R Belair: This assumes 2% have LP water heating (per CW Survey). ((0.03638*4.13462*52/10)-(0.03199*4.13462*52/10))*0.02 =(Water Heating therms*Avg # cycles/week x 52 weeks
Note on F24: Thomas R Belair: Source: EPA Calculator https://www.energystar.gov/ia/business/bulk.../CalculatorConsumerRoomAC.xls Assumes an avg 10,000 BTU Room AC. EER = Std=9.8, EE=10.8 Used Full Cooling Hours = 171 (NEEP0 vs EPA (385)
Note on D25: Thomas R Belair: Energy Star Calculator says incremental cost = $0, "EPA research on available models, 2012"
Note on F25: Thomas R Belair: Source: Energy Star Appliance Calculator https://www.energystar.gov/sites/default/files/asset/.../appliance_calculator.xlsx TRB, 8-15-2016 (Std - EE annual kWh) + Standby Difference =(100/1-100/3)/1000*365*16+(2.9-1.8) Std = 100 CADS / 1 CADR/Watt EE = 100 CADS / 3 CADR/Watt
Note on F26: Thomas R Belair: From EPA Calculator, Assumes top mounted freezer: Top Mounted freezer = 413-371=41 Side by Side = 537-483 = 54 kWh Bottom Mounted Freezer = 536 - 483 = 54 kWH Incremental Cost = $20
Note on F27: Thomas R Belair: Source: Energy Star Appliance Calculator https://www.energystar.gov/sites/default/files/asset/.../appliance_calculator.xlsx TRB, 8-15-2016 Assumes top mounted freezer: Chest = 302-272=30 kWH Upright = 480-432=48 kWH Incremental Cost = $0
Note on F28: Thomas R Belair: Source: Energy Star Appliance Calculator https://www.energystar.gov/sites/default/files/asset/.../appliance_calculator.xlsx TRB, 8-15-2016 =(40*0.473/1.5/24*68*24)-(40*0.473/1.85/24*68*24) A. Capacity (Pints/Day) = 40 B. Liters / Pint = 0.473 C. Model Energy Factor = 1.5 Std, 1.85 EE D. Liters / Day = 19 E. Energy Star Model Energy Factor = 1.8 E. Standard Model Energy Factor = 1.5 F. Average Annual Days of Operation G. Average hours of operation / day. Volume Conversion (
Note on F29: Thomas R Belair: Used MA TRM formula TRB 8-15-2016
Note on F30: Thomas R Belair: Used MA TRM formula TRB 8-15-2016
Note on F39: Thomas R Belair: MA TRM, 8-15-2016 has Primary: 533 kWH, 0.07 kW Secondary Replaced: 696 kWh, 0.09 kW Secondary Not Replaced: 835 kWh, 0.10 kW Combined: 755 kWh, 0.09 kW Freezer Recycling: 663 kWh, 0.08 kW MA SOurces: kWH = NMR Group, Inc. (2011). Massachusetts Appliance Turn-In Program Evaluation Integrated Report Findings – FINAL. Prepared for National Grid, Eversource (NSTAR) Electric, Cape Light Compact, and Western Massachusetts Electric Company. kW = Estimated using demand allocation methodology described in: Cadmus Demand Impact Model (2012). Prepared for Massachusetts Program Administrators.
Note on F40: Thomas R Belair: MA TRM, 8-15-2016 has Primary: 533 kWH, 0.07 kW Secondary Replaced: 696 kWh, 0.09 kW Secondary Not Replaced: 835 kWh, 0.10 kW Combined: 755 kWh, 0.09 kW Freezer Recycling: 663 kWh, 0.08 kW MA SOurces: kWH = NMR Group, Inc. (2011). Massachusetts Appliance Turn-In Program Evaluation Integrated Report Findings – FINAL. Prepared for National Grid, Eversource (NSTAR) Electric, Cape Light Compact, and Western Massachusetts Electric Company. kW = Estimated using demand allocation methodology described in: Cadmus Demand Impact Model (2012). Prepared for Massachusetts Program Administrators.
Note on F41: Thomas R Belair: MA TRM, 8-15-2016 has Primary: 533 kWH, 0.07 kW Secondary Replaced: 696 kWh, 0.09 kW Secondary Not Replaced: 835 kWh, 0.10 kW Combined: 755 kWh, 0.09 kW Freezer Recycling: 663 kWh, 0.08 kW MA SOurces: kWH = NMR Group, Inc. (2011). Massachusetts Appliance Turn-In Program Evaluation Integrated Report Findings – FINAL. Prepared for National Grid, Eversource (NSTAR) Electric, Cape Light Compact, and Western Massachusetts Electric Company. kW = Estimated using demand allocation methodology described in: Cadmus Demand Impact Model (2012). Prepared for Massachusetts Program Administrators.
Note on F44: Thomas R Belair: See Lisa…MA TRM, 2013-2015 PLan, Page 116 See...http://www.efficientproducts.org/reports/smartplugstrip/Ecos-Smart-Plug-Strips-DRAFT-Jul2009-v2x.pdf see page 26. Page 26 says 79.0 A kWh savings for Home Entertainment System Page 37 says 38.4 A kWH savings for home Office Home Entertainment System Master/Control: LCD TV = 76.7 - 76.7 = 0.0 A kWh Savings Uncontrolled: HD-DVR = 307.0-307.0 = 0.0 A kWH Savings Controlled Outlet: Audio Receiver = 142.9-61.9 = 81.0 A kWh Savings Controlled Outlet: DVD Player = 13.2-6.4 = 6.8 A kWh Savings Total Savings = 87.8 - 8.8 SSkWh = 79 A kWh Savings SmartStrip Uses = 8.8 kWh Home Office Master/Control: Desktop COmputer = 255.2 - 255.2 = 0.0 A kWh Savings Uncontrolled: Modem = 60.4 - 60.4 = 0.0 A kWH Savings Controlled Outlet: LCD Monitor = 69.6-63.5 = 6.1 A kWh Savings Controlled Outlet: Speakers = 21.7-9.4 = 12.3 A kWh Savings Controlled Outlet: Multifunction device = 54.7-22.0=28.8 A kWh Savings Total Savings = 47.2 - 8.8 SSkWh = 38.4 A kWh Savings SmartStrip Uses = 8.8 kWh TRB 8-2-2014
Note on F45: Thomas R Belair: Eversource CT BC Model Has 3 values for HES - Income Eligible: 228.33 245.73 250.25
Note on F46: Thomas R Belair: Eversource CT BC Model
Note on C61: Thomas R Belair: I wuld prefer to include the EFI processing cost in the incentive, but other utilities wanted to keep EFI costs separately. See cells: C21:C45. If we have a separate column for EFI, we have different
Note on I66: Joseph R Swift: must equal 100 percent of each source

## READ ME
Appendix C
BCModel _EN_2017_FINAL_NEEP_Request.xlsx | Liberty Utilities Gas 2017 measure cost workbook
Workbook Contents |  | Metrics appear in blue font.
Spreadsheet | General Description | Heading | Data Description
Inputs Yr 1 | Program and Measure Input Data for TRC Test | Sector | Utility customer sector (Low-Income, Residential, Commercial & Industrial)
| (per unit) | Program | EE Program
|  | Subprogram | Some programs are subdivided according to various attributes.
|  | Measure | EE measure type
|  | End Use | End use category
|  | Quantity | Number of measures installed in program implementation Year 1
|  | Measure Life | The useful life of the measure in years.
|  | Total Resource Cost | Incremental measure cost
|  | Incentive | Incentive amount per measure
|  | Processing Costs | Transaction cost to process each incentive pament
|  | Customer Cost | The amount the customer pays for the measure net of the incentive (=Total Resource Cost - Incentive).
|  | Free-Ridership Rate | The % of gross savings that would have occurred in the absence of the program
|  | Spillover [Participant] Rate | The % of gross savings from non-program measures installed by participants that would not have been installed in the absence of the program.
|  | Spillover [Non-Participant] Rate | The % of gross savings from non-program measures installed by non-participants that would not have been installed in the absence of the program.
|  | Net to Gross | The ratio Net Annual kWh Saved to Gross Annual kWh Saved
|  | In-Service Rate | The ratio of verified to reported number of installed measures.
|  | kWh Realization Rate | The ratio of verified to reported Gross Annual kWh Saved
|  | kW Winter Realization Rate | The ratio of verified to reported Winter kW Saved
|  | kW Summer Realization Rate | The ratio of verified to reported Summer kW Saved
|  | Non Electric Realization Rate | The ratio of verified to reported non-electric energy savings
|  | Gross Annual kWh Saved | The annual electric energy savings per measure.
|  | LS_ID | Load Shape Identification Code
|  | Max Demand (entered) | Maximum hourly load reduction
|  | Max Demand Factor | Ratio of maximum hourly load reduction to annual kWh savings
|  | Load Shape Description | Description of load shape corresponding to LS_ID
|  | Winter Peak Energy % | % of annual electric savings during Winter Peak hours
|  | Winter Off-Peak Energy % | % of annual electric savings during Winter Off- Peak hours
|  | Summer Peak Energy % | % of annual electric savings during Summer Peak hours
|  | Summer Off-Peak Energy % | % of annual electric savings during Summer Off- Peak hours
|  | Maximum Load Reduction (kW) | Maximum hourly load reduction
|  | Summer Coincident (%) | Ratio of Summer Peak kW savings to Maximum Load Reduction
|  | Winter Coincident (%) | Ratio of Winter Peak kW savings to Maximum Load Reduction
|  | Trans. Coincident (%) | = Summer Coincident (%)
|  | Dist. Coincident (%) | = Summer Coincident (%)
|  | Fossil Fuel Type #1 | type of fossil fuel savings
|  | Savings from Fuel Type #1 (MMBtu/Year) | annual energy savings per measure for Fossil Fuel Type #1
|  | Fossil Fuel Type #2 | type of fossil fuel savings
|  | Savings from Fuel Type #2 (MMBtu/Year) | annual energy savings per measure for Fossil Fuel Type #2
|  | Fossil Fuel Type #3 | type of fossil fuel savings
|  | Savings from Fuel Type #3 (MMBtu/Year) | annual energy savings per measure for Fossil Fuel Type #3
|  | Res Water Savings (Gallons per Year) | annual Residential water consumption savings
|  | C&I Water Savings (Gallons per Year) | annual Commercial and Industrial water consumption savings
|  | Annual per Unit | Non-Energy Impact annual value per unit
|  | One time per Unit | Non-Energy Impact present value per unit
|  | Annual per kWh | Non-Energy Impact annual value per kWh saved
|  | One time per KWh | Non-Energy Impact present value per kWh saved
|  | Annual per Therm | Non-Energy Impact annual value per Therm saved
|  | One time per Therm | Non-Energy Impact present value per Therm saved
|  | Benefit Cost Ratio | Total Resource Cost Benefit-Cost Ratio (measure level)
|  | Comments/Documentation | Miscellaneous documentation
Calculations Yr 1 | Program and Measure Calculations for TRC Test | Sector | Utility customer sector (Low-Income, Residential, Commercial & Industrial)
| (per unit input data x quantity) | Program | EE Program
|  | Subprogram | Some programs are subdivided according to various attributes.
|  | Measure | EE measure type
|  | BCR Measure ID | Measure Identification Code
|  | End Use | End use category
|  | Quantity | Number of measures installed in program implementation Year 1
|  | Measure Life | The useful life of the measure in years.
|  | TRC (Total) | = Quantity x Total Resource Cost x Net to Gross
|  | Incentive (Total) | = Quantity x Incentive
|  | Processing Costs | = Quantity x Processing Costs
|  | Customer Cost (Total) | = TRC (Total) - Incentive (Total)
|  | Gross Annual MWh Savings | = Quantity x Annual Gross kWh Saved/1000
|  | Adjusted Gross Annual MWh Savings | = Gross Annual MWh Savings x In-Service Rate x kWh Realization Rate
|  | Adjusted Gross Lifetime MWh Savings | = Adjusted Gross Annual MWh Savings x Measure Life
|  | Net Annual MWh Savings | = Adjusted Gross Annual MWh Savings x Net to Gross
|  | Net Lifetime MWh Savings | = Adjusted Gross Lifetime MWh Savings x Net to Gross
|  | Winter Peak Energy MWh Net Lifetime | = Net Lifetime MWh Savings x Winter Peak Energy %
|  | Winter Off-Peak Energy MWh Net Lifetime | = Net Lifetime MWh Savings x Winter Off-Peak Energy %
|  | Summer Peak Energy MWh Net Lifetime | = Net Lifetime MWh Savings x Summer Peak Energy %
|  | Summer Off-Peak Energy MWh Net Lifetime | = Net Lifetime MWh Savings x Summer Off-Peak Energy %
|  | Max Net kW | = Quantity x Maximum Load Reduction (kW) Savings x In-Service Rate x Net to Gross
|  | Annual Adjusted Gross Winter kW | = Quantiy x Maximum Load Reduction (kW) Savings x In-Service Rate x Winter Coincident % x kW Winter Realization Rate
|  | Annual Net Winter kW | = Annual Adjusted Gross Winter kW x Net to Gross
|  | Annual Adjusted Gross Summer kw | = Quantiy x Maximum Load Reduction (kW) Savings x In-Service Rate x Summer Coincident % x kW Summer Realization Rate
|  | Annual Net Summer kw | = Annual Adjusted Gross Summer kW x Net to Gross
|  | Adj. Gross Annual Gas Savings (MMBTU) | = Quantity x Savings from Fuel Type 'NG' (MMBtu/Year) x In-Service Rate x Non Electric Realization Rate
|  | Adj. Gross Lifetime Gas Savings (MMBTU) | = Adjusted Gross Annual Gas Savings (MMBtu) x Measure Life
|  | Net Annual Gas Savings (MMBTU) | = Adjusted Gross Annual Gas Savings (MMBtu) x Net to Gross
|  | Net Lifetime Gas Savings (MMBTU) | = Adjusted Net Annual Gas Savings (MMBtu) x Measure Life
|  | Adj Gross Annual Oil Savings (MMBTU) | = Quantity x Savings from Fuel Type 'Oil' (MMBtu/Year) x In-Service Rate x Non Electric Realization Rate
|  | Adj Gross Lifetime Oil Savings (MMBTU) | = Adjusted Gross Annual OIl Savings (MMBtu) x Measure Life
|  | Net Annual Oil Savings (MMBTU) | = Adjusted Gross Annual Oil Savings (MMBtu) x Net to Gross
|  | Net Lifetime Oil Savings (MMBTU) | = Adjusted Net Annual Oil Savings (MMBtu) x Measure Life
|  | Adj Gross Annual Propane Savings (MMBTU) | = Quantity x Savings from Fuel Type 'Propane' (MMBtu/Year) x In-Service Rate x Non Electric Realization Rate
|  | Adj Gross Lifetime Propane Savings (MMBTU) | = Adjusted Gross Annual Propane Savings (MMBtu) x Measure Life
|  | Net Annual Propane Savings (MMBTU) | = Adjusted Gross Annual Propane Savings (MMBtu) x Net to Gross
|  | Net Lifetime Propane Savings (MMBTU) | = Adjusted Net Annual Propane Savings (MMBtu) x Measure Life
|  | Adj Gross Annual Kerosene Savings (MMBTU) | = Quantity x Savings from Fuel Type 'Kerosene' (MMBtu/Year) x In-Service Rate x Non Electric Realization Rate
|  | Adj Gross Lifetime Kerosene Savings (MMBTU) | = Adjusted Gross Annual Kerosene Savings (MMBtu) x Measure Life
|  | Net Annual Kerosene Savings (MMBTU) | = Adjusted Gross Annual Kerosene Savings (MMBtu) x Net to Gross
|  | Net Lifetime Kerosene Savings (MMBTU) | = Adjusted Net Annual Kerosene Savings (MMBtu) x Measure Life
|  | Adj Gross Annual Cord Wood Savings (MMBTU) | = Quantity x Savings from Fuel Type 'Cord Wood' (MMBtu/Year) x In-Service Rate x Non Electric Realization Rate
|  | Adj Gross Lifetime Cord Wood Savings (MMBTU) | = Adjusted Gross Annual Cord Wood Savings (MMBtu) x Measure Life
|  | Net Annual Cord Wood Savings (MMBTU) | = Adjusted Gross Annual Cord Wood Savings (MMBtu) x Net to Gross
|  | Net Lifetime Cord Wood Savings (MMBTU) | = Adjusted Net Annual Cord Wood Savings (MMBtu) x Measure Life
|  | Adj Gross Annual Wood Pellet Savings (MMBTU) | = Quantity x Savings from Fuel Type 'Wood Pellet' (MMBtu/Year) x In-Service Rate x Non Electric Realization Rate
|  | Adj Gross Lifetime Wood Pellet Savings (MMBTU) | = Adjusted Gross Annual Wood Pellet Savings (MMBtu) x Measure Life
|  | Net Annual Wood Pellet Savings (MMBTU) | = Adjusted Gross Annual Wood Pellet Savings (MMBtu) x Net to Gross
|  | Net Lifetime Wood Pellet Savings (MMBTU) | = Adjusted Net Annual Wood Pellet Savings (MMBtu) x Measure Life
|  | Total Net Annual MMBTU | =Sum of net non-electric annual energy savings
|  | Total Net Lifetime MMBTU | =Sum of net non-electric lifetime energy savings
|  | Net Annual Res Water Savings Gallons | = Quantity x Res Water Savings (Gallons per Year) x In-Service rate x Non Electric Realization Rate x Net to Gross
|  | Net Annual C&I Water Savings Gallons | = Quantity x C&I Water Savings (Gallons per Year) x In-Service rate x Non Electric Realization Rate x Net to Gross
|  | Net Lifetime Water Savings Gallons | =(Net Annual Res Water & Sewer Savings Gallons + Net Annual C&I Water Savings +Net Annual C&I Sewer Savings) x Measure Life
|  | Winter Peak Energy Benefits ($) | = Net Annual MWh Savings x [Period] Energy % x [Period] Line Loss % x Net Present Value of [Period] Avoided Energy Cost over Measure Life
|  | Winter Off-Peak Energy Benefits ($) | = Net Annual MWh Savings x [Period] Energy % x [Period] Line Loss % x Net Present Value of [Period] Avoided Energy Cost over Measure Life
|  | Summer Peak Energy Benefits ($) | = Net Annual MWh Savings x [Period] Energy % x [Period] Line Loss % x Net Present Value of [Period] Avoided Energy Cost over Measure Life
|  | Summer Off-Peak Energy Benefits ($) | = Net Annual MWh Savings x [Period] Energy % x [Period] Line Loss % x Net Present Value of [Period] Avoided Energy Cost over Measure Life
|  | Total Avoided Electric Benefits ($) | = Sum of Energy Benefits
|  | Winter Peak Energy DRIPE Benefits ($) | [Calculation substitutes [Period] Energy DRIPE for Avoided Energy Cost in corresponding Energy Benefits formula.]
|  | Winter Off-Peak Energy DRIPE Benefits ($) | [Calculation substitutes [Period] Energy DRIPE for Avoided Energy Cost in corresponding Energy Benefits formula.]
|  | Summer Peak Energy DRIPE Benefits ($) | [Calculation substitutes [Period] Energy DRIPE for Avoided Energy Cost in corresponding Energy Benefits formula.]
|  | Summer Off-Peak Energy DRIPE Benefits ($) | [Calculation substitutes [Period] Energy DRIPE for Avoided Energy Cost in corresponding Energy Benefits formula.]
|  | Energy Electric Cross DRIPE Benefits Summer ($) | [Calculation substitutes Energy Electric Cross DRIPE [Period] for Avoided Energy Cost in corresponding Energy Benefits formula.]
|  | Energy Electric Cross DRIPE Benefits Winter ($) | [Calculation substitutes Energy Electric Cross DRIPE [Period] for Avoided Energy Cost in corresponding Energy Benefits formula.]
|  | Total Energy DRIPE Benefits ($) | = Sum of Energy DRIPE and Energy Electric Cross DRIPE Benefits
|  | Total Electric Energy Benefits ($) | = Total Avoided Electric Benefits + Total Energy DRIPE Benefits
|  | Summer Generation Benefits ($) | = Annual Net Summer kw x Summer Generation Line Loss % x Net Present Value of Avoided Summer Generation Capacity Cost over Measure Life
|  | Winter Generation ($) | = Annual Net Winter kw x Summer Generation Line Loss % x Net Present Value of Avoided Winterr Generation Capacity Cost over Measure Life
|  | Electric Capacity DRIPE ($) | =Annual Net Summer kw x Summer Generation Line Loss % x Net Present Value of Electric Capacity DRIPE over Measure Life
|  | Transmission Benefits ($) | = Annual Net Summer kw x Transmission Line Loss % x Net Present Value of Avoided Transmission Cost over Measure Life
|  | Distribution Benefits ($) | = Annual Net Summer kw x Distribution Line Loss % x Net Present Value of Avoided Distribution Cost over Measure Life
|  | Total Electric Capacity Benefits ($) | = Sum of Generation, Capacity DRIPE, Transmission and Distribution Benefits
|  | Total Electric Benefits ($) | = Sum of Total Electric Energy and Total Electric Capacity Benefits
|  | NG - Res All | = Net Annual Natural Gas [End Use] Savings x Net Present Value of Natural Gas [End Use] Avoided Energy Cost over Measure Life
|  | NG - Res Hot Water | = Net Annual Natural Gas [End Use] Savings x Net Present Value of Natural Gas [End Use] Avoided Energy Cost over Measure Life
|  | NG - Res Heating | = Net Annual Natural Gas [End Use] Savings x Net Present Value of Natural Gas [End Use] Avoided Energy Cost over Measure Life
|  | NG - Res Non-Heating | = Net Annual Natural Gas [End Use] Savings x Net Present Value of Natural Gas [End Use] Avoided Energy Cost over Measure Life
|  | NG - C&I Gas Non-Heating | = Net Annual Natural Gas [End Use] Savings x Net Present Value of Natural Gas [End Use] Avoided Energy Cost over Measure Life
|  | NG - C&I Gas Heat | = Net Annual Natural Gas [End Use] Savings x Net Present Value of Natural Gas [End Use] Avoided Energy Cost over Measure Life
|  | NG - C&I Gas All | = Net Annual Natural Gas [End Use] Savings x Net Present Value of Natural Gas [End Use] Avoided Energy Cost over Measure Life
|  | Total Avoided Gas Benefits ($) | = Sum of Natural Gas [End Use] Benefits
|  | Gas Supply DRIPE | =Net Annual Gas Savings x Net Present Value of Gas Supply DRIPE over Measure Life
|  | Res Non-Heating GECD | = Net Annual Gas [End Use] Savings x Net Present Value of Natural Gas [End Use] to Electric DRIPE over Measure Life
|  | Res Hot Water GECD | = Net Annual Gas [End Use] Savings x Net Present Value of Natural Gas [End Use] to Electric DRIPE over Measure Life
|  | Res Heating GECD | = Net Annual Gas [End Use] Savings x Net Present Value of Natural Gas [End Use] to Electric DRIPE over Measure Life
|  | Res All GECD | = Net Annual Gas [End Use] Savings x Net Present Value of Natural Gas [End Use] to Electric DRIPE over Measure Life
|  | C&I Non-Heating GECD | = Net Annual Gas [End Use] Savings x Net Present Value of Natural Gas [End Use] to Electric DRIPE over Measure Life
|  | C&I Heating GECD | = Net Annual Gas [End Use] Savings x Net Present Value of Natural Gas [End Use] to Electric DRIPE over Measure Life
|  | C&I All GECD | = Net Annual Gas [End Use] Savings x Net Present Value of Natural Gas [End Use] to Electric DRIPE over Measure Life
|  | Total Gas DRIPE | = Sum of Natural Gas DRIPE Benefits
|  | Total Gas Resource Benefits | = Total Avoided Gas Benefits + Total Gas DRIPE
|  | Fuel Oil - Residential Distillate | = Net Annual Oil [Sector] Savings x Net Present Value of Fuel Oil [Sector] Avoided Energy Cost over Measure Life
|  | Fuel Oil - Com Fuel | = Net Annual Oil [Sector] Savings x Net Present Value of Fuel Oil [Sector] Avoided Energy Cost over Measure Life
|  | Kerosene | = Net Annual Kerosene Savings x Net Present Value of Kerosene Avoided Energy Cost over Measure Life
|  | Propane | = Net Annual Propane Savings x Net Present Value of Propane Avoided Energy Cost over Measure Life
|  | Cord Wood | = Net Annual Cord Wood Savings x Net Present Value of Cord Wood Avoided Energy Cost over Measure Life
|  | Pellet Wood | = Net Annual Wood Pellet Savings x Net Present Value of Wood Pellet Avoided Energy Cost over Measure Life
|  | Res Water | = Net Annual Res Water Savings x Net Present Value of Propane Avoided Energy Cost over Measure Life
|  | C&I Water | = Net Annual C&I Water Savings x Net Present Value of C&I Water Cost over Measure Life
|  | Total Non-Electric Resource Benefits | = Sum of Total Gas, Fuel Oil, Propane, Water and Sewer Benefits
|  | Lifetime per Unit (Net) | = Quantity x Net Present Value of Annual per Unit NEI over Measure Life x In-Service Rate x Net to Gross
|  | One time per Unit (Net) | = Quantity x Net Present Value of One time per Unit NEI x In-Service Rate x Net to Gross
|  | Lifetime per kWh (Net) | = Quantity x Net Present Value of Annual per kWh NEI over Measure Life x In-Service Rate x Net to Gross
|  | One time per KWh (Total Net) | = Quantity x Net Present Value of One time per kWh NEI x In-Service Rate x Net to Gross
|  | Lifetime per Therm (Net) | = Quantity x Net Present Value of Annual per Therm NEI over Measure Life x In-Service Rate x Net to Gross
|  | One time per Therm (Net) | = Quantity x Net Present Value of One time per Therm NEI x In-Service Rate x Net to Gross
|  | Total Lifetime Non-Resource Benefits | = Sum of NEI Benefits
|  | Total Benefits | = Total Electric Benefits + Total Non-Electric Resource Benefits +Total Lifetime Non-Resource Benefits
Cost Table | Program Implementation Cost | Year | Program Implementation Year
| (Breakdown by Cost Category) | Sector | Utility customer sector (Low-Income, Residential, Commercial & Industrial)
|  | Initiative | Program Initiative name
|  | Admin - Internal | PA labor and expenses to administer programs
|  | Admin - External | Contract labor and expenses to administer programs
|  | Customer Rebates & Services | Technical Assistance and Rebates, discounts, incentives paid to program participants
|  | Internal Implementation | PA labor and expenses to operate programs
|  | Marketing (Used 2016 Plan) | Production and dissemination of information to promote program awareness and participation
|  | Monitoring & Evaluation (5%) | Impact and Process Evaluations, Market Assessment Studies
|  | Performance Incentive | Payment to Utility Shareholders
|  | Total Budget | Total program expenditures
Master Data | Program Level Cost and Benefit Data
Att G Cost Eff 17 | Program Level Total Resource Cost Results
Acronyms/Abbreviations
AFUE | Annual Fuel Utilization Efficiency
ASHP | Air Source Heat Pump
BD | Blower Door
BOC | Building Operator Certification
CEE | Consortium for Energy Efficiency
CEM | Certified Energy Manager
CHP | Combined Heat and Power
CI | Commercial and Industrial
CNG | Compressed Natural Gas
DHPMS | Ductless Mini-Split Heat Pump
DHW | Domestic Hot water
DMSHP | Ductless Mini-Split Heat Pump
DRIPE | Demand Reduction Induced Price Effect
DS | Duct Sealing
ECM | Electronically Commutated Motors
ES | Energy Star
Ext | Exterior
FF | Fossil Fuel
FHW | Forced Hot Water
FL | Full Load
GECD | Gas-to-electric cross-DRIPE
GSHP | Ground Source Heat Pump
HEA | Home Energy Assistance
HERS | Home Energy Rating System
HES | Home Energy Solutions
HP | Heat Pump
HPwES | Home Performance with Energy Star
HPWH | Heat Pump Water Heater
HSPF | Heating Seasonal Performance Factor
HVAC | Heating Ventilation and Air Conditioning
IPLV | Integrated Part Load Value
LCI | Large Commercial and Industrial
LI | Low Income
MF | Multi-Family
Muni | Municipality
NC | New Construction
NEB | Non-Energy Benefit
NEI | Non-Energy Impact
NMR | Nexus Market Research
O&M | Operations and Maintenance
OS | Occupancy Sensors
QIV | Quality Installation and Verification
RCx | Retrocommissioning
RFP | Request for Proposal
RNC | Residential New Construction
RR | Realization Rate
SCG | Supplemental Natural Gas
SCI | Small Commercial and Industrial
SEER | Seasonal Energy Efficiency Ratio
SF | Single Family
TLC Kit | Direct installation measures including aerators, LED night lights, and hot water thermometers
TSV | Thermostatic shut-off valve
VFD | Variable Frequency Drive
VRF | Variable Refrigerant Flow
Wxn | Weatherization

## Inputs Yr 1
|  | Administrator: | Liberty Utilities Gas
|  | Program Year: | 2017 | [19 empty] | These can be customized if needed by over riding the formulas.
|  |  |  | (not used in model calcs) | [6 empty] | Impact Factors | [8 empty] | Energy Savings | [8 empty] | Capacity Savings |  |  |  |  | Non-Electric Benefits | [7 empty] | Non Energy Impacts | [5 empty] | BCR
Sector | Program | Subprogram | Measure | End Use | Quantity | Measure Life | Total Resource Cost | Incentive | Processing Costs | Customer Cost | Free-Ridership Rate | Spillover [Participant] Rate | Spillover [Non-Participant] Rate | Net to Gross | In-Service Rate | kWh Realization Rate | kW Winter Realization Rate | kW Summer Realization Rate | Non Electric Realization Rate | Gross Annual kWh Saved | LS_ID | Max Demand (Entered) | Max Demand Factor (Look-up) | Load Shape Description | Winter Peak Energy % | Winter Off-Peak Energy % | Summer Peak Energy % | Summer Off-Peak Energy % | Maximum Load Reduction (kW) | Summer Coincident (%) | Winter Coincident (%) | Trans. Coincident (%) | Dist. Coincident (%) | Fossil Fuel Type #1 | Savings from Fuel Type #1 (MMBtu/Year) | Fossil Fuel Type #2 | Savings from Fuel Type #2 (MMBtu/Year) | Fossil Fuel Type #3 | Savings from Fuel Type #3 (MMBtu/Year) | Res Water Savings (Gallons per Year) | C&I Water Savings (Gallons per Year) | Annual per Unit | One time per Unit | Annual per kWh | One time per KWh | Annual per Therm | One time per Therm | Benefit Cost Ratio
C - Commercial & Industrial | B: Small Business Energy Solutions | SCI (All) | Small Business Custom | Other | 39.1855 | 12.35 | 32907 | 17160 |  | 15747 | 0% | 0% | 0% | 100% | 100% | 100% | 100% | 100% | 100% | 0 | CI Generic Small |  |  | CI Generic Small | 0% | 0% | 0% | 0% | 0 | 0% | 0% | 0% | 0% | NG - C&I Gas All | 639 | [6 empty] | 0 | 0 | 0 | 0 | 0 | 0 | 2.1214
C - Commercial & Industrial | B: Small Business Energy Solutions | SCI (All) | Furnace 95+ AFUE (<150) w/ECM Motor | Other | 5 | 18 | 921 | 307 |  | 614 | 0% | 0% | 0% | 100% | 100% | 100% | 100% | 100% | 100% | 168 | CI Heating |  |  | CI Heating | 46% | 54% | 0% | 0% | 0 | 0% | 16% | 0% | 0% | NG - C&I Gas Heat | 5.7 | [6 empty] | 0 | 0 | 0 | 0 | 0 | 0 | 1.1891
C - Commercial & Industrial | B: Small Business Energy Solutions | SCI (All) | Furnace 97+ AFUE (<150) w/ECM Motor | Other | 3 | 18 | 1083.2059 | 457 |  | 626.2059 | 0% | 0% | 0% | 100% | 100% | 100% | 100% | 100% | 100% | 168 | CI Heating |  |  | CI Heating | 46% | 54% | 0% | 0% | 0 | 0% | 16% | 0% | 0% | NG - C&I Gas Heat | 6.7 | [6 empty] | 0 | 0 | 0 | 0 | 0 | 0 | 1.1581
C - Commercial & Industrial | B: Small Business Energy Solutions | SCI (All) | Condensing Boiler >= 90% AFUE (Up to 300 MBH) | BHVAC | 31 | 25 | 3096.0815 | 1007 |  | 2089.0815 | 0% | 0% | 0% | 100% | 100% | 100% | 100% | 100% | 100% | 0 | CI Heating |  |  | CI Heating | 0% | 0% | 0% | 0% | 0 | 0% | 0% | 0% | 0% | NG - C&I Gas Heat | 30.6 | [6 empty] | 0 | 0 | 0 | 0 | 0 | 0 | 2.0839
C - Commercial & Industrial | B: Small Business Energy Solutions | SCI (All) | Condensing Boiler >= 96% AFUE (Up to 300 MBH) | BHVAC | 6 | 25 | 3885.309 | 1507 |  | 2378.309 | 0% | 0% | 0% | 100% | 100% | 100% | 100% | 100% | 100% | 0 | CI Heating |  |  | CI Heating | 0% | 0% | 0% | 0% | 0 | 0% | 0% | 0% | 0% | NG - C&I Gas Heat | 27.8 | [6 empty] | 0 | 0 | 0 | 0 | 0 | 0 | 1.5087
C - Commercial & Industrial | B: Small Business Energy Solutions | SCI (All) | Condensing Boiler >= 90% thermal efficiency (301 to 499 MBH) | BHVAC | 5 | 25 | 4108 | 2007 |  | 2101 | 0% | 0% | 0% | 100% | 100% | 100% | 100% | 100% | 100% | 0 | CI Heating |  |  | CI Heating | 0% | 0% | 0% | 0% | 0 | 0% | 0% | 0% | 0% | NG - C&I Gas Heat | 58.4 | [6 empty] | 0 | 0 | 0 | 0 | 0 | 0 | 2.9975
C - Commercial & Industrial | B: Small Business Energy Solutions | SCI (All) | Condensing Boiler >= 90% thermal efficiency (500 to 999 MBH) | BHVAC | 5 | 25 | 5378 | 4007 |  | 1371 | 0% | 0% | 0% | 100% | 100% | 100% | 100% | 100% | 100% | 0 | CI Heating |  |  | CI Heating | 0% | 0% | 0% | 0% | 0 | 0% | 0% | 0% | 0% | NG - C&I Gas Heat | 107.3 | [6 empty] | 0 | 0 | 0 | 0 | 0 | 0 | 4.2068
C - Commercial & Industrial | B: Small Business Energy Solutions | SCI (All) | Condensing Boiler >= 90% thermal efficiency (1000 to 1700 MBH) | BHVAC | 7 | 25 | 7917 | 7507 |  | 410 | 0% | 0% | 0% | 100% | 100% | 100% | 100% | 100% | 100% | 0 | CI Heating |  |  | CI Heating | 0% | 0% | 0% | 0% | 0 | 0% | 0% | 0% | 0% | NG - C&I Gas Heat | 197.2 | [6 empty] | 0 | 0 | 0 | 0 | 0 | 0 | 5.2519
C - Commercial & Industrial | B: Small Business Energy Solutions | SCI (All) | Condensing Boiler >= 90% thermal efficiency (1701 to 2000 MBH) | BHVAC | 5 | 25 | 10880 | 10007 |  | 873 | 0% | 0% | 0% | 100% | 100% | 100% | 100% | 100% | 100% | 0 | CI Heating |  |  | CI Heating | 0% | 0% | 0% | 0% | 0 | 0% | 0% | 0% | 0% | NG - C&I Gas Heat | 345.1 | [6 empty] | 0 | 0 | 0 | 0 | 0 | 0 | 6.6879
C - Commercial & Industrial | B: Small Business Energy Solutions | SCI (All) | Infrared Heater, Low Intensity (all sizes) | BHVAC |  | 17 |  | 757 |  | -757 | 0% | 0% | 0% | 100% | 100% | 100% | 100% | 100% | 100% | 0 | CI Heating |  |  | CI Heating | 0% | 0% | 0% | 0% | 0 | 0% | 0% | 0% | 0% | NG - C&I Gas Heat | 12 | [6 empty] | 0 | 0 | 0 | 0 | 0 | 0
C - Commercial & Industrial | B: Small Business Energy Solutions | SCI (All) | Water Heater - Tankless, On-Demand >=.82 | EHoWa |  | 20 |  | 506 |  | -506 | 0% | 0% | 0% | 100% | 100% | 100% | 100% | 100% | 100% | 0 | CI Water Heating |  |  | CI Water Heating | 0% | 0% | 0% | 0% | 0 | 0% | 0% | 0% | 0% | NG - C& I Gas Non Heating | 7.1 | [6 empty] | 0 | 0 | 0 | 0 | 0 | 0
C - Commercial & Industrial | B: Small Business Energy Solutions | SCI (All) | Water Heater - Tankless, On-Demand >=.94 | EHoWa |  | 20 | 1846.1784 | 806 |  | 1040.1784 | 0% | 0% | 0% | 100% | 100% | 100% | 100% | 100% | 100% | 0 | CI Water Heating |  |  | CI Water Heating | 0% | 0% | 0% | 0% | 0 | 0% | 0% | 0% | 0% | NG - C& I Gas Non Heating | 9.4 | [6 empty] | 0 | 0 | 0 | 0 | 0 | 0
C - Commercial & Industrial | B: Small Business Energy Solutions | SCI (All) | Water Heater - Indirect (attached to ES FHW Boiler; Combined eff rating >=85% (EF=.82) | EHoWa |  | 15 | 2439.0832 | 406 |  | 2033.0832 | 0% | 0% | 0% | 100% | 100% | 100% | 100% | 100% | 100% | 0 | CI Water Heating |  |  | CI Water Heating | 0% | 0% | 0% | 0% | 0 | 0% | 0% | 0% | 0% | NG - C& I Gas Non Heating | 19 | [6 empty] | 0 | 0 | 0 | 0 | 0 | 0
C - Commercial & Industrial | B: Small Business Energy Solutions | SCI (All) | Water Heater - Condensing (EF 0.95) | EHoWa |  | 15 |  | 506 |  | -506 | 0% | 0% | 0% | 100% | 100% | 100% | 100% | 100% | 100% | 0 | CI Water Heating |  |  | CI Water Heating | 0% | 0% | 0% | 0% | 0 | 0% | 0% | 0% | 0% | NG - C& I Gas Non Heating | 25 | [6 empty] | 0 | 0 | 0 | 0 | 0 | 0
C - Commercial & Industrial | B: Small Business Energy Solutions | SCI (All) | Water Heater - Stand Alone Storage Tank (EF 0.67) | EHoWa |  | 13 |  | 106 |  | -106 | 0% | 0% | 0% | 100% | 100% | 100% | 100% | 100% | 100% | 0 | CI Water Heating |  |  | CI Water Heating | 0% | 0% | 0% | 0% | 0 | 0% | 0% | 0% | 0% | NG - C& I Gas Non Heating | 3 | [6 empty] | 0 | 0 | 0 | 0 | 0 | 0
C - Commercial & Industrial | B: Small Business Energy Solutions | SCI (All) | Water Heater - Integrated w/Condensing Boiler >= 90% AFUE | EHoWa | 7 | 20 | 1728 | 1206 |  | 522 | 0% | 0% | 0% | 100% | 100% | 100% | 100% | 100% | 100% | 0 | CI Heating |  |  | CI Heating | 0% | 0% | 0% | 0% | 0 | 0% | 0% | 0% | 0% | NG - C&I Gas Heat | 24.6 | [6 empty] | 0 | 0 | 0 | 0 | 0 | 0 | 2.4826
C - Commercial & Industrial | B: Small Business Energy Solutions | SCI (All) | Water Heater - Integrated w/Condensing Boiler >= 95% AFUE | EHoWa | 2 | 20 | 3365.2727 | 1506 |  | 1859.2727 | 0% | 0% | 0% | 100% | 100% | 100% | 100% | 100% | 100% | 0 | CI Heating |  |  | CI Heating | 0% | 0% | 0% | 0% | 0 | 0% | 0% | 0% | 0% | NG - C&I Gas Heat | 31.8 | [6 empty] | 0 | 0 | 0 | 0 | 0 | 0 | 1.6479
C - Commercial & Industrial | B: Small Business Energy Solutions | SCI (All) | Condensed Unit Heater >= 90% thermal efficiency (up to 300 MBH) | BHVAC |  | 18 |  | 757 |  | -757 | 0% | 0% | 0% | 100% | 100% | 100% | 100% | 100% | 100% | 0 | CI Heating |  |  | CI Heating | 0% | 0% | 0% | 0% | 0 | 0% | 0% | 0% | 0% | NG - C&I Gas Heat | 40.9 | [6 empty] | 0 | 0 | 0 | 0 | 0 | 0
C - Commercial & Industrial | B: Small Business Energy Solutions | SCI (All) | Kitchen - Fryer | Other |  | 12 |  | 1007 |  | -1007 | 0% | 0% | 0% | 100% | 100% | 100% | 100% | 100% | 100% | 0 | CI Other |  |  | CI Other | 0% | 0% | 0% | 0% | 0 | 0% | 0% | 0% | 0% | NG - C&I Gas All | 50.8 | [6 empty] | 0 | 0 | 0 | 0 | 0 | 0
C - Commercial & Industrial | B: Small Business Energy Solutions | SCI (All) | Kitchen - Steamer (ES >= 38% efficiency) | Other |  | 12 |  | 1007 |  | -1007 | 0% | 0% | 0% | 100% | 100% | 100% | 100% | 100% | 100% | 0 | CI Other |  |  | CI Other | 0% | 0% | 0% | 0% | 0 | 0% | 0% | 0% | 0% | NG - C&I Gas All | 105.4 | [6 empty] | 0 | 0 | 0 | 0 | 0 | 0
C - Commercial & Industrial | B: Small Business Energy Solutions | SCI (All) | Kitchen - Convection Oven (>= 44% efficiency) | Other | 2 | 12 | 1886 | 1007 |  | 879 | 0% | 0% | 0% | 100% | 100% | 100% | 100% | 100% | 100% | 0 | CI Other |  |  | CI Other | 0% | 0% | 0% | 0% | 0 | 0% | 0% | 0% | 0% | NG - C&I Gas All | 12.9 | [6 empty] | 0 | 0 | 0 | 0 | 0 | 0 | 0.72956
C - Commercial & Industrial | B: Small Business Energy Solutions | SCI (All) | Kitchen - Combination Oven (>= 44% efficiency) | Other |  | 12 |  | 1007 |  | -1007 | 0% | 0% | 0% | 100% | 100% | 100% | 100% | 100% | 100% | 0 | CI Other |  |  | CI Other | 0% | 0% | 0% | 0% | 0 | 0% | 0% | 0% | 0% | NG - C&I Gas All | 112 | [6 empty] | 0 | 0 | 0 | 0 | 0 | 0
C - Commercial & Industrial | B: Small Business Energy Solutions | SCI (All) | Kitchen - Conveyor Oven (>= 44% efficiency) | Other |  | 12 |  | 1007 |  | -1007 | 0% | 0% | 0% | 100% | 100% | 100% | 100% | 100% | 100% | 0 | CI Other |  |  | CI Other | 0% | 0% | 0% | 0% | 0 | 0% | 0% | 0% | 0% | NG - C&I Gas All | 88.4 | [6 empty] | 0 | 0 | 0 | 0 | 0 | 0
C - Commercial & Industrial | B: Small Business Energy Solutions | SCI (All) | Kitchen - Rack Oven (>= 50% efficiency) | Other |  | 12 |  | 1007 |  | -1007 | 0% | 0% | 0% | 100% | 100% | 100% | 100% | 100% | 100% | 0 | CI Other |  |  | CI Other | 0% | 0% | 0% | 0% | 0 | 0% | 0% | 0% | 0% | NG - C&I Gas All | 211.3 | [6 empty] | 0 | 0 | 0 | 0 | 0 | 0
C - Commercial & Industrial | B: Small Business Energy Solutions | SCI (All) | Kitchen - Griddle | Other |  | 12 |  | 507 |  | -507 | 0% | 0% | 0% | 100% | 100% | 100% | 100% | 100% | 100% | 0 | CI Other |  |  | CI Other | 0% | 0% | 0% | 0% | 0 | 0% | 0% | 0% | 0% | NG - C&I Gas All | 13.1 | [6 empty] | 0 | 0 | 0 | 0 | 0 | 0
C - Commercial & Industrial | B: Small Business Energy Solutions | SCI (All) | Kitchen - Pre Rinse Sprayers | EHoWa | 75 | 5 | 150 | 150 |  | 0 | 0% | 0% | 0% | 100% | 100% | 100% | 100% | 100% | 100% | 0 | CI Other |  |  | CI Other | 0% | 0% | 0% | 0% | 0 | 0% | 0% | 0% | 0% | NG - C& I Gas Non Heating | 11.4 |  |  |  |  | 6410 |  | 0 | 0 | 0 | 0 | 0 | 0 | 5.4113
C - Commercial & Industrial | B: Small Business Energy Solutions | SCI (All) | Hair Salon - Rinse Sprayers | EHoWa | 20 | 8 | 150 | 150 |  | 0 | 0% | 0% | 0% | 100% | 100% | 100% | 100% | 100% | 100% | 0 | CI Heating |  |  | CI Heating | 0% | 0% | 0% | 0% | 0 | 0% | 0% | 0% | 0% | NG - C& I Gas Non Heating | 11.4 |  |  |  |  | 6410 |  | 0 | 0 | 0 | 0 | 0 | 0 | 7.8772
C - Commercial & Industrial | B: Small Business Energy Solutions | SCI (All) | Boiler Reset Controls | HVAC | 4 | 15 | 993 | 232 |  | 761 | 0% | 0% | 0% | 100% | 100% | 100% | 100% | 100% | 100% | 0 | CI Heating |  |  | CI Heating | 0% | 0% | 0% | 0% | 0 | 0% | 0% | 0% | 0% | NG - C&I Gas Heat | 35.5 | [6 empty] | 0 | 0 | 0 | 0 | 0 | 0 | 4.87
C - Commercial & Industrial | B: Small Business Energy Solutions | SCI (All) | Steam Trap | HVAC | 60 | 6 | 250 | 50 |  | 200 | 0% | 0% | 0% | 100% | 100% | 100% | 100% | 100% | 100% | 0 | CI Heating |  |  | CI Heating | 0% | 0% | 0% | 0% | 0 | 0% | 0% | 0% | 0% | NG - C&I Gas Heat | 25.7 | [6 empty] | 0 | 0 | 0 | 0 | 0 | 0 | 6.559
C - Commercial & Industrial | B: Small Business Energy Solutions | SCI (All) | Thermostat - Standard, 7-Day Programmable | HVAC | 200 | 15 | 29.5 | 29.5 |  | 0 | 0% | 0% | 0% | 100% | 100% | 100% | 100% | 100% | 100% |  | CI Heating |  |  | CI Heating | 0% | 0% | 0% | 0% | 0 | 0% | 0% | 0% | 0% | NG - C&I Gas Heat | 3.2 | [6 empty] | 0 | 0 | 0 | 0 | 0 | 0 | 14.7769
C - Commercial & Industrial | B: Small Business Energy Solutions | SCI (All) | Thermostat - WiFi (Heating Only) | Hot Water |  | 10 | 3.5 | 3.5 |  | 0 | 0% | 0% | 0% | 100% | 100% | 100% | 100% | 100% | 100% | 104 | CI Heating |  |  | CI Heating | 46% | 54% | 0% | 0% | 0 | 0% | 0% | 0% | 0% | NG - C&I Gas Heat | 6.6 | [6 empty] | 0 | 0 | 0 | 0 | 0 | 0
C - Commercial & Industrial | B: Small Business Energy Solutions | SCI (All) | Thermostat - WiFI (Cooling & Heating) | Hot Water |  | 10 | 17.5 | 17.5 |  | 0 | 0% | 0% | 0% | 100% | 100% | 100% | 100% | 100% | 100% |  | CI Heating |  |  | CI Heating | 0% | 0% | 0% | 0% | 0 | 0% | 0% | 0% | 0% | NG - C&I Gas Heat | 6.6 | [6 empty] | 0 | 0 | 0 | 0 | 0 | 0
C - Commercial & Industrial | B: Small Business Energy Solutions | SCI (All) | Aerator | Hot Water | 1305 | 10 | 3.5 | 3.5 |  | 0 | 0% | 0% | 0% | 100% | 100% | 100% | 100% | 100% | 100% |  | CI Water Heating |  |  | CI Water Heating | 0% | 0% | 0% | 0% | 0 | 0% | 0% | 0% | 0% | NG - C& I Gas Non Heating | 1.7 | [6 empty] | 0 | 0 | 0 | 0 | 0 | 0 | 40.9868
C - Commercial & Industrial | B: Small Business Energy Solutions | SCI (All) | Shower Head | Hot Water | 1000 | 10 | 17.5 | 17.5 |  | 0 | 0% | 0% | 0% | 100% | 100% | 100% | 100% | 100% | 100% |  | CI Water Heating |  |  | CI Water Heating | 0% | 0% | 0% | 0% | 0 | 0% | 0% | 0% | 0% | NG - C& I Gas Non Heating | 2.65 | [6 empty] | 0 | 0 | 0 | 0 | 0 | 0 | 12.7783
C - Commercial & Industrial | B: Small Business Energy Solutions | SCI (All) | Shower Head Hand Handle | Hot Water | 16 | 10 | 20 | 20 |  | 0 | 0% | 0% | 0% | 100% | 100% | 100% | 100% | 100% | 100% |  | CI Water Heating |  |  | CI Water Heating | 0% | 0% | 0% | 0% | 0 | 0% | 0% | 0% | 0% | NG - C& I Gas Non Heating | 2.65 | [6 empty] | 0 | 0 | 0 | 0 | 0 | 0 | 11.181
C - Commercial & Industrial | H: Education | Education | C&I Education Budget | [6 empty] | 0 |  |  |  | 100% | [27 empty] | 0 | 0 | 0 | 0 | 0 | 0
B - Low-Income | A: Home Energy Assistance | HEA (Weatherization) | Low Income - Single Family | Envelope | 80.4642 | 19.526 | 6619.5142 | 6619.5142 | 0 | 0 | 0% | 0% | 0% | 100% | 100% | 100% | 100% | 100% | 100% | 367.82 | Res Generic |  | 0 | Res Generic | 38% | 62% | 0% | 0% | 0 | 0% | 0% | 0% | 0% | NG - Res Heating | 39.1 | [6 empty] | 0 | 0 | 0 | 0 | 0 | 0 | 1.1721
B - Low-Income | A: Home Energy Assistance | HEA (Weatherization) | Low Income - Multifamily | Envelope | 117.8077 | 20.6879 | 2439.2814 | 2439.2814 | 0 | 0 | 0% | 0% | 0% | 100% | 100% | 100% | 100% | 100% | 100% | 179.3 | Res Generic |  | 0 | Res Generic | 38% | 62% | 0% | 0% | 0 | 0% | 0% | 0% | 0% | NG - Res Heating | 18.3 | [6 empty] | 0 | 0 | 0 | 0 | 0 | 0 | 1.5692
[42 empty] | 0 | 0 | 0 | 0 | 0 | 0
A - Residential | C: Home Performance with Energy Star | HPwES (Weatherization) | Single Family (1-4 Units) - MMBtu | Home Energy Services | 207.1172 | 21.2318 | 5122.2735 | 2578.6283 | 0 | 2543.6452 | 0% | 0% | 0% | 100% | 100% | 100% | 100% | 100% | 100% | 0 | Res Generic |  | 0 | Res Generic | 0% | 0% | 0% | 0% | 0 | 0% | 0% | 0% | 0% | NG - Res Heating | 35.5802 | [6 empty] | 0 | 0 | 0 | 0 | 0 | 0 | 1.3959
A - Residential | C: Home Performance with Energy Star | HPwES (Weatherization) | Single Family (1-4 Units) - kWh | Home Energy Services | 207.1172 | 20 |  |  | 0 | 0 | 0% | 0% | 0% | 100% | 100% | 100% | 100% | 100% | 100% | 895 | Res Generic |  | 0 | Res Generic | 27% | 40% | 13% | 20% | 0 | 0% | 0% | 0% | 0% | [8 empty] | 0 | 0 | 0 | 0 | 0 | 0
A - Residential | C: Home Performance with Energy Star | HPwES (Weatherization) | Loan Buydowns | Home Energy Services | 20 | 1 | 500 | 500 | 0 | 0 | 0% | 0% | 0% | 100% | 100% | 100% | 100% | 100% | 100% | 0 | Res Generic |  | 0 | Res Generic | 0% | 0% | 0% | 0% | 0 | 0% | 0% | 0% | 0% | [8 empty] | 0 | 0 | 0 | 0 | 0 | 0 | 0
[10 empty] | 0 | [31 empty] | 0 | 0 | 0 | 0 | 0 | 0
A - Residential | B: Energy Star Homes | ES Homes | ES Homes | Home Energy Services | 43.8 | 25 | 2950 | 1000 | 0 | 1950 | 0% | 0% | 0% | 100% | 100% | 100% | 100% | 100% | 100% | 655.7647 | Res Generic |  | 0 | Res Generic | 46% | 54% | 0% | 0% | 0 | 0% | 0% | 0% | 0% | NG - Res Heating | 41.75 | [6 empty] | 0 | 0 | 0 | 0 | 0 | 0 | 3.6224
[10 empty] | 0 | [31 empty] | 0 | 0 | 0 | 0 | 0 | 0
A - Residential | D: Energy Star Products | ES Appliances (HVAC Systems) | Water Heater - Tankless, On-Demand >=.82 | Hot Water |  | 19 | 1846.1784 | 506 | 0 | 1340.1784 | 0% | 0% | 0% | 100% | 100% | 100% | 100% | 100% | 100% |  | Res Generic |  | 0 | Res Generic | 0% | 0% | 0% | 0% | 0 | 0% | 0% | 0% | 0% | NG - Res Hot Water | 10.2 | [6 empty] | 0 | 0 | 0 | 0 | 0 | 0
A - Residential | D: Energy Star Products | ES Appliances (HVAC Systems) | Water Heater - Tankless, On-Demand >=.94 | Hot Water | 111 | 19 | 2439.0832 | 806 | 0 | 1633.0832 | 0% | 0% | 0% | 100% | 100% | 100% | 100% | 100% | 100% |  | Res Generic |  | 0 | Res Generic | 0% | 0% | 0% | 0% | 0 | 0% | 0% | 0% | 0% | NG - Res Hot Water | 9.9 | [6 empty] | 0 | 0 | 0 | 0 | 0 | 0 | 0.69331
A - Residential | D: Energy Star Products | ES Appliances (HVAC Systems) | Water Heater - Indirect (attached to ES FHW Boiler; Combined eff rating >=85% (EF=.82) | Hot Water | 66 | 20 | 1749 | 406 | 0 | 1343 | 0% | 0% | 0% | 100% | 100% | 100% | 100% | 100% | 100% |  | Res Generic |  | 0 | Res Generic | 0% | 0% | 0% | 0% | 0 | 0% | 0% | 0% | 0% | NG - Res Hot Water | 8 | [6 empty] | 0 | 0 | 0 | 0 | 0 | 0 | 0.81631
A - Residential | D: Energy Star Products | ES Appliances (HVAC Systems) | Water Heater - Condensing (EF 0.95) | Hot Water |  | 15 | 2340 | 506 | 0 | 1834 | 0% | 0% | 0% | 100% | 100% | 100% | 100% | 100% | 100% |  | Res Generic |  | 0 | Res Generic | 0% | 0% | 0% | 0% | 0 | 0% | 0% | 0% | 0% | NG - Res Hot Water | 8.5 | [6 empty] | 0 | 0 | 0 | 0 | 0 | 0
A - Residential | D: Energy Star Products | ES Appliances (HVAC Systems) | Water Heater - Stand Alone Storage Tank (EF 0.67) | Hot Water |  | 11 | 562 | 106 | 0 | 456 | 0% | 0% | 0% | 100% | 100% | 100% | 100% | 100% | 100% |  | Res Generic |  | 0 | Res Generic | 0% | 0% | 0% | 0% | 0 | 0% | 0% | 0% | 0% | NG - Res Hot Water | 4.2 | [6 empty] | 0 | 0 | 0 | 0 | 0 | 0
A - Residential | D: Energy Star Products | ES Appliances (HVAC Systems) | Water Heater - Integrated w/Condensing Boiler >= 90% AFUE | Lighting | 114.8738 | 19 | 1728.478 | 1006 | 0 | 722.478 | 0% | 0% | 0% | 100% | 100% | 100% | 100% | 100% | 100% |  | Res Space Heating |  | 0.00027778 | Res Space Heating | 0% | 0% | 0% | 0% | 0 | 0% | 0% | 0% | 0% | NG - Res Heating | 10.3 | [6 empty] | 0 | 0 | 0 | 0 | 0 | 0 | 1.089
A - Residential | D: Energy Star Products | ES Appliances (HVAC Systems) | Water Heater - Integrated w/Condensing Boiler >= 95% AFUE | HVAC | 5 | 19 | 3365.2727 | 1506 | 0 | 1859.2727 | 0% | 0% | 0% | 100% | 100% | 100% | 100% | 100% | 100% |  | Res Space Heating |  | 0.00027778 | Res Space Heating | 0% | 0% | 0% | 0% | 0 | 0% | 0% | 0% | 0% | NG - Res Heating | 12.8 | [6 empty] | 0 | 0 | 0 | 0 | 0 | 0 | 0.69509
A - Residential | D: Energy Star Products | ES Appliances (HVAC Systems) | Furnace 95+ AFUE (<150) w/ECM Motor | HVAC | 145 | 17 | 921.0439 | 307 | 0 | 614.0439 | 0% | 0% | 0% | 100% | 100% | 100% | 100% | 100% | 100% | 168 | Res Space Heating |  | 0.00027778 | Res Space Heating | 46% | 54% | 0% | 0% | 0.124 | 0% | 16% | 0% | 0% | NG - Res Heating | 8.1 | [6 empty] | 0 | 0 | 0 | 0 | 0 | 0 | 1.6513
A - Residential | D: Energy Star Products | ES Appliances (HVAC Systems) | Furnace 97+ AFUE (<150) w/ECM Motor | HVAC | 90 | 17 | 1083.2059 | 457 | 0 | 626.2059 | 0% | 0% | 0% | 100% | 100% | 100% | 100% | 100% | 100% | 168 | Res Space Heating |  | 0.00027778 | Res Space Heating | 46% | 54% | 0% | 0% | 0.124 | 0% | 16% | 0% | 0% | NG - Res Heating | 9.2 | [6 empty] | 0 | 0 | 0 | 0 | 0 | 0 | 1.5728
A - Residential | D: Energy Star Products | ES Appliances (HVAC Systems) | Condensing Boiler >= 90% AFUE (Up to 300 MBH) | HVAC | 50 | 20 | 3096.0815 | 1007 | 0 | 2089.0815 | 0% | 0% | 0% | 100% | 100% | 100% | 100% | 100% | 100% |  | Res Space Heating |  | 0.00027778 | Res Space Heating | 0% | 0% | 0% | 0% | 0 | 0% | 0% | 0% | 0% | NG - Res Heating | 11.4 | [6 empty] | 0 | 0 | 0 | 0 | 0 | 0 | 0.70313
A - Residential | D: Energy Star Products | ES Appliances (HVAC Systems) | Condensing Boiler >= 95% AFUE (Up to 300 MBH) | HVAC | 45 | 20 | 3885.309 | 1507 | 0 | 2378.309 | 0% | 0% | 0% | 100% | 100% | 100% | 100% | 100% | 100% |  | Res Space Heating |  | 0.00027778 | Res Space Heating | 0% | 0% | 0% | 0% | 0 | 0% | 0% | 0% | 0% | NG - Res Heating | 14.1 | [6 empty] | 0 | 0 | 0 | 0 | 0 | 0 | 0.69301
A - Residential | D: Energy Star Products | ES Appliances (HVAC Systems) | Boiler Reset Controls | HVAC | 5 | 15 | 300 | 232 | 0 | 68 | 0% | 0% | 0% | 100% | 100% | 100% | 100% | 100% | 100% |  | Res Space Heating |  | 0.00027778 | Res Space Heating | 0% | 0% | 0% | 0% | 0 | 0% | 0% | 0% | 0% | NG - Res Heating | 4.5 | [6 empty] | 0 | 0 | 0 | 0 | 0 | 0 | 2.2358
A - Residential | D: Energy Star Products | ES Appliances (HVAC Systems) | Thermostat - Standard, 7-Day Programmable | HVAC | 170 | 15 | 92 | 29.5 | 0 | 62.5 | 0% | 0% | 0% | 100% | 100% | 100% | 100% | 100% | 100% |  | Res Space Heating |  | 0.00027778 | Res Space Heating | 0% | 0% | 0% | 0% | 0 | 0% | 0% | 0% | 0% | NG - Res Heating | 2.3 | [6 empty] | 0 | 0 | 0 | 0 | 0 | 0 | 3.7263
A - Residential | D: Energy Star Products | ES Appliances (HVAC Systems) | Thermostat - WiFi (Heating Only) | HVAC | 480 | 15 | 268 | 104.5 | 0 | 163.5 | 0% | 0% | 0% | 100% | 100% | 100% | 100% | 100% | 100% |  | Res Space Heating |  | 0.00027778 | Res Space Heating | 0% | 0% | 0% | 0% | 0 | 0% | 0% | 0% | 0% | NG - Res Heating | 6.6 | [6 empty] | 0 | 0 | 0 | 0 | 0 | 0 | 3.6707
A - Residential | D: Energy Star Products | ES Appliances (HVAC Systems) | Thermostat - WiFI (Cooling & Heating) | HVAC |  | 15 | 268 | 104.5 | 0 | 163.5 | 0% | 0% | 0% | 100% | 100% | 100% | 100% | 100% | 100% | 104 | Res Generic |  | 0 | Res Generic | 3% | 5% | 43% | 51% | 0.022 | 100% | 0% | 0% | 0% | NG - Res Heating | 6.6 | [6 empty] | 0 | 0 | 0 | 0 | 0 | 0
A - Residential | D: Energy Star Products | ES Appliances (HVAC Systems) | Heat Recovery Ventilator (-133 kWh penalty) | HVAC |  | 20 | 960 | 507 | 0 | 453 | 0% | 0% | 0% | 100% | 100% | 100% | 100% | 100% | 100% | -133 | Res Generic |  | 0 | Res Generic | 38% | 62% | 2% | 5% | -0.038 | 0% | 100% | 0% | 100% | NG - Res Heating | 7 | [6 empty] | 0 | 0 | 0 | 0 | 0 | 0
A - Residential | D: Energy Star Products | ES Appliances (HVAC Systems) | Boiler - Early Replacement, Steam - Retirement: 82%+ AFUE | HVAC | 2 | 10 | 2046 | 1900 | 0 | 146 | 0% | 0% | 0% | 100% | 100% | 100% | 100% | 100% | 100% |  | Res Space Heating |  | 0.00027778 | Res Space Heating | 0% | 0% | 0% | 0% | 0 | 0% | 0% | 0% | 0% | NG - Res Heating | 2.9 | [6 empty] | 0 | 0 | 0 | 0 | 0 | 0 | 0.1493
A - Residential | D: Energy Star Products | ES Appliances (HVAC Systems) | Boiler - Early Replacement, Steam - EE: 82%+ AFUE | HVAC | 2 | 20 | 1e-13 | 1e-11 | 0 | -9.9e-12 | 0% | 0% | 0% | 100% | 100% | 100% | 100% | 100% | 100% |  | Res Space Heating |  | 0.00027778 | Res Space Heating | 0% | 0% | 0% | 0% | 0 | 0% | 0% | 0% | 0% | NG - Res Heating | 8 | [6 empty] | 0 | 0 | 0 | 0 | 0 | 0 | 15276827385777030
A - Residential | D: Energy Star Products | ES Appliances (HVAC Systems) | Boiler - Early Replacement, FHW - Retirement: 90 AFUE (65%-90%) | HVAC | 38 | 10 | 4127 | 3000 | 0 | 1127 | 0% | 0% | 0% | 100% | 100% | 100% | 100% | 100% | 100% |  | Res Space Heating |  | 0.00027778 | Res Space Heating | 0% | 0% | 0% | 0% | 0 | 0% | 0% | 0% | 0% | NG - Res Heating | 7 | [6 empty] | 0 | 0 | 0 | 0 | 0 | 0 | 0.17866
A - Residential | D: Energy Star Products | ES Appliances (HVAC Systems) | Boiler - Early Replacement, FHW - EE 90 AFUE (80%-90%) | HVAC | 38 | 20 | 1e-13 | 1e-11 | 0 | -9.9e-12 | 0% | 0% | 0% | 100% | 100% | 100% | 100% | 100% | 100% |  | Res Space Heating |  | 0.00027778 | Res Space Heating | 0% | 0% | 0% | 0% | 0 | 0% | 0% | 0% | 0% | NG - Res Heating | 11.4 | [6 empty] | 0 | 0 | 0 | 0 | 0 | 0 | 21769479024732268
A - Residential | D: Energy Star Products | ES Appliances (HVAC Systems) | Loan Buydowns | HVAC | 20 | 1 | 750 | 750 | 0 | 0 | 0% | 0% | 0% | 100% | 100% | 100% | 100% | 100% | 100% |  | Res Space Heating |  | 0.00027778 | Res Space Heating | 0% | 0% | 0% | 0% | 0 | 0% | 0% | 0% | 0% | [8 empty] | 0 | 0 | 0 | 0 | 0 | 0 | 0
[10 empty] | 0 | [31 empty] | 0 | 0 | 0 | 0 | 0 | 0
A - Residential | G: Home Energy Reports | US: Home Energy Reports | Home Energy Reports | Home Energy Services | 38000 | 3.3608 | 0 | 0 | 0 | 0 | 0% | 0% | 0% | 100% | 100% | 100% | 100% | 100% | 100% |  | Res Generic |  | 0 | Res Generic | 0% | 0% | 0% | 0% | 0 | 0% | 0% | 0% | 0% | NG - Res Heating | 0.25526 | [6 empty] | 0 | 0 | 0 | 0 | 0 | 0
[10 empty] | 0 | [31 empty] | 0 | 0 | 0 | 0 | 0 | 0
C - Commercial & Industrial | A: Large Business Energy Solutions | LCI (All) | Large Business Custom | HVAC | 39 | 12.95 | 57044 | 26966 | 0 | 30078 | 0% | 0% | 0% | 100% | 100% | 100% | 100% | 100% | 100% |  | CI Generic Large |  | 0 | CI Generic Large | 0% | 0% | 0% | 0% | 0 | 0% | 0% | 0% | 0% | NG - C&I Gas All | 1133 | [6 empty] | 0 | 0 | 0 | 0 | 0 | 0 | 2.2578
C - Commercial & Industrial | A: Large Business Energy Solutions | LCI (All) | Large New Equipment Custom | HVAC |  | 18.2 | 31834 | 23226 | 0 | 8608 | 0% | 0% | 0% | 100% | 100% | 100% | 100% | 100% | 100% |  | CI Generic Large |  | 0 | CI Generic Large | 0% | 0% | 0% | 0% | 0 | 0% | 0% | 0% | 0% | NG - C&I Gas All | 463 | [6 empty] | 0 | 0 | 0 | 0 | 0 | 0
C - Commercial & Industrial | A: Large Business Energy Solutions | LCI (All) | Furnace 95+ AFUE (<150) w/ECM Motor | HVAC |  | 18 | 921.0439 | 307 | 0 | 614.0439 | 0% | 0% | 0% | 100% | 100% | 100% | 100% | 100% | 100% | 168 | CI Generic Large |  | 0 | CI Generic Large | 46% | 54% | 0% | 0% | 0.124 | 0% | 16% | 0% | 0% | NG - C&I Gas Heat | 5.7 | [6 empty] | 0 | 0 | 0 | 0 | 0 | 0
C - Commercial & Industrial | A: Large Business Energy Solutions | LCI (All) | Furnace 97+ AFUE (<150) w/ECM Motor | HVAC |  | 18 | 1083.2059 | 457 | 0 | 626.2059 | 0% | 0% | 0% | 100% | 100% | 100% | 100% | 100% | 100% | 168 | CI Generic Large |  | 0 | CI Generic Large | 46% | 54% | 0% | 0% | 0.124 | 0% | 16% | 0% | 0% | NG - C&I Gas Heat | 6.7 | [6 empty] | 0 | 0 | 0 | 0 | 0 | 0
C - Commercial & Industrial | A: Large Business Energy Solutions | LCI (All) | Condensing Boiler >= 90% AFUE (Up to 300 MBH) | HVAC | 3 | 25 | 3096.0815 | 1007 | 0 | 2089.0815 | 0% | 0% | 0% | 100% | 100% | 100% | 100% | 100% | 100% |  | CI Generic Large |  | 0 | CI Generic Large | 0% | 0% | 0% | 0% | 0 | 0% | 0% | 0% | 0% | NG - C&I Gas Heat | 30.6 | [6 empty] | 0 | 0 | 0 | 0 | 0 | 0 | 2.0839
C - Commercial & Industrial | A: Large Business Energy Solutions | LCI (All) | Condensing Boiler >= 96% AFUE (Up to 300 MBH) | HVAC |  | 25 | 3885.309 | 1507 | 0 | 2378.309 | 0% | 0% | 0% | 100% | 100% | 100% | 100% | 100% | 100% |  | CI Generic Large |  | 0 | CI Generic Large | 0% | 0% | 0% | 0% | 0 | 0% | 0% | 0% | 0% | NG - C&I Gas Heat | 27.8 | [6 empty] | 0 | 0 | 0 | 0 | 0 | 0
C - Commercial & Industrial | A: Large Business Energy Solutions | LCI (All) | Condensing Boiler >= 90% thermal efficiency (301 to 499 MBH) | HVAC | 2 | 25 | 4108 | 2007 | 0 | 2101 | 0% | 0% | 0% | 100% | 100% | 100% | 100% | 100% | 100% |  | CI Generic Large |  | 0 | CI Generic Large | 0% | 0% | 0% | 0% | 0 | 0% | 0% | 0% | 0% | NG - C&I Gas Heat | 58.4 | [6 empty] | 0 | 0 | 0 | 0 | 0 | 0 | 2.9975
C - Commercial & Industrial | A: Large Business Energy Solutions | LCI (All) | Condensing Boiler >= 90% thermal efficiency (500 to 999 MBH) | HVAC | 5 | 25 | 5378 | 4007 | 0 | 1371 | 0% | 0% | 0% | 100% | 100% | 100% | 100% | 100% | 100% |  | CI Generic Large |  | 0 | CI Generic Large | 0% | 0% | 0% | 0% | 0 | 0% | 0% | 0% | 0% | NG - C&I Gas Heat | 107.3 | [6 empty] | 0 | 0 | 0 | 0 | 0 | 0 | 4.2068
C - Commercial & Industrial | A: Large Business Energy Solutions | LCI (All) | Condensing Boiler >= 90% thermal efficiency (1000 to 1700 MBH) | HVAC | 3 | 25 | 7917 | 7507 | 0 | 410 | 0% | 0% | 0% | 100% | 100% | 100% | 100% | 100% | 100% |  | CI Generic Large |  | 0 | CI Generic Large | 0% | 0% | 0% | 0% | 0 | 0% | 0% | 0% | 0% | NG - C&I Gas Heat | 197.2 | [6 empty] | 0 | 0 | 0 | 0 | 0 | 0 | 5.2519
C - Commercial & Industrial | A: Large Business Energy Solutions | LCI (All) | Condensing Boiler >= 90% thermal efficiency (1701 to 2000 MBH) | HVAC | 3 | 25 | 10880 | 10007 | 0 | 873 | 0% | 0% | 0% | 100% | 100% | 100% | 100% | 100% | 100% |  | CI Generic Large |  | 0 | CI Generic Large | 0% | 0% | 0% | 0% | 0 | 0% | 0% | 0% | 0% | NG - C&I Gas Heat | 345.1 | [6 empty] | 0 | 0 | 0 | 0 | 0 | 0 | 6.6879
C - Commercial & Industrial | A: Large Business Energy Solutions | LCI (All) | Infrared Heater, Low Intensity (all sizes) | HVAC |  | 17 | 2982 | 757 | 0 | 2225 | 0% | 0% | 0% | 100% | 100% | 100% | 100% | 100% | 100% |  | CI Generic Large |  | 0 | CI Generic Large | 0% | 0% | 0% | 0% | 0 | 0% | 0% | 0% | 0% | NG - C&I Gas Heat | 12
C - Commercial & Industrial | A: Large Business Energy Solutions | LCI (All) | Water Heater - Tankless, On-Demand >=.82 | HVAC |  | 20 | 1846.1784 | 506 | 0 | 1340.1784 | 0% | 0% | 0% | 100% | 100% | 100% | 100% | 100% | 100% |  | CI Generic Large |  | 0 | CI Generic Large | 0% | 0% | 0% | 0% | 0 | 0% | 0% | 0% | 0% | NG - C&I Gas Heat | 7.1
C - Commercial & Industrial | A: Large Business Energy Solutions | LCI (All) | Water Heater - Tankless, On-Demand >=.94 | HVAC |  | 20 | 2439.0832 | 806 | 0 | 1633.0832 | 0% | 0% | 0% | 100% | 100% | 100% | 100% | 100% | 100% |  | CI Generic Large |  | 0 | CI Generic Large | 0% | 0% | 0% | 0% | 0 | 0% | 0% | 0% | 0% | NG - C&I Gas Heat | 9.4
C - Commercial & Industrial | A: Large Business Energy Solutions | LCI (All) | Water Heater - Indirect (attached to ES FHW Boiler; Combined eff rating >=85% (EF=.82) | HVAC |  | 15 | 1749 | 406 | 0 | 1343 | 0% | 0% | 0% | 100% | 100% | 100% | 100% | 100% | 100% |  | CI Generic Large |  | 0 | CI Generic Large | 0% | 0% | 0% | 0% | 0 | 0% | 0% | 0% | 0% | NG - C&I Gas Heat | 19
C - Commercial & Industrial | A: Large Business Energy Solutions | LCI (All) | Water Heater - Condensing (EF 0.95) | HVAC |  | 15 | 2340 | 506 | 0 | 1834 | 0% | 0% | 0% | 100% | 100% | 100% | 100% | 100% | 100% |  | CI Generic Large |  | 0 | CI Generic Large | 0% | 0% | 0% | 0% | 0 | 0% | 0% | 0% | 0% | NG - C&I Gas Heat | 25
C - Commercial & Industrial | A: Large Business Energy Solutions | LCI (All) | Water Heater - Stand Alone Storage Tank (EF 0.67) | HVAC |  | 13 | 562 | 106 | 0 | 456 | 0% | 0% | 0% | 100% | 100% | 100% | 100% | 100% | 100% |  | CI Generic Large |  | 0 | CI Generic Large | 0% | 0% | 0% | 0% | 0 | 0% | 0% | 0% | 0% | NG - C&I Gas Heat | 3
C - Commercial & Industrial | A: Large Business Energy Solutions | LCI (All) | Water Heater - Integrated w/Condensing Boiler >= 90% AFUE | HVAC |  | 20 | 1728.478 | 1206 | 0 | 522.478 | 0% | 0% | 0% | 100% | 100% | 100% | 100% | 100% | 100% |  | CI Generic Large |  | 0 | CI Generic Large | 0% | 0% | 0% | 0% | 0 | 0% | 0% | 0% | 0% | NG - C&I Gas Heat | 24.6
C - Commercial & Industrial | A: Large Business Energy Solutions | LCI (All) | Water Heater - Integrated w/Condensing Boiler >= 95% AFUE | HVAC |  | 20 | 3365.2727 | 1506 | 0 | 1859.2727 | 0% | 0% | 0% | 100% | 100% | 100% | 100% | 100% | 100% |  | CI Generic Large |  | 0 | CI Generic Large | 0% | 0% | 0% | 0% | 0 | 0% | 0% | 0% | 0% | NG - C&I Gas Heat | 31.8
C - Commercial & Industrial | A: Large Business Energy Solutions | LCI (All) | Condensed Unit Heater >= 90% thermal efficiency (up to 300 MBH) | HVAC |  | 18 | 2340 | 756 | 0 | 1584 | 0% | 0% | 0% | 100% | 100% | 100% | 100% | 100% | 100% |  | CI Generic Large |  | 0 | CI Generic Large | 0% | 0% | 0% | 0% | 0 | 0% | 0% | 0% | 0% | NG - C&I Gas Heat | 40.9
C - Commercial & Industrial | A: Large Business Energy Solutions | LCI (All) | Kitchen - Fryer | HVAC |  | 12 | 3400 | 1007 | 0 | 2393 | 0% | 0% | 0% | 100% | 100% | 100% | 100% | 100% | 100% |  | CI Generic Large |  | 0 | CI Generic Large | 0% | 0% | 0% | 0% | 0 | 0% | 0% | 0% | 0% | NG - C&I Gas Heat | 50.8
C - Commercial & Industrial | A: Large Business Energy Solutions | LCI (All) | Kitchen - Steamer (ES >= 38% efficiency) | HVAC |  | 12 | 2000 | 1007 | 0 | 993 | 0% | 0% | 0% | 100% | 100% | 100% | 100% | 100% | 100% |  | CI Generic Large |  | 0 | CI Generic Large | 0% | 0% | 0% | 0% | 0 | 0% | 0% | 0% | 0% | NG - C&I Gas Heat | 105.4
C - Commercial & Industrial | A: Large Business Energy Solutions | LCI (All) | Kitchen - Convection Oven (>= 44% efficiency) | HVAC |  | 12 | 1886 | 1007 | 0 | 879 | 0% | 0% | 0% | 100% | 100% | 100% | 100% | 100% | 100% |  | CI Generic Large |  | 0 | CI Generic Large | 0% | 0% | 0% | 0% | 0 | 0% | 0% | 0% | 0% | NG - C&I Gas Heat | 12.9
C - Commercial & Industrial | A: Large Business Energy Solutions | LCI (All) | Kitchen - Combination Oven (>= 44% efficiency) | HVAC |  | 12 | 1300 | 1007 | 0 | 293 | 0% | 0% | 0% | 100% | 100% | 100% | 100% | 100% | 100% |  | CI Generic Large |  | 0 | CI Generic Large | 0% | 0% | 0% | 0% | 0 | 0% | 0% | 0% | 0% | NG - C&I Gas All | 112
C - Commercial & Industrial | A: Large Business Energy Solutions | LCI (All) | Kitchen - Conveyor Oven (>= 44% efficiency) | HVAC |  | 12 | 2100 | 1007 | 0 | 1093 | 0% | 0% | 0% | 100% | 100% | 100% | 100% | 100% | 100% |  | CI Generic Large |  | 0 | CI Generic Large | 0% | 0% | 0% | 0% | 0 | 0% | 0% | 0% | 0% | NG - C&I Gas All | 88.4
C - Commercial & Industrial | A: Large Business Energy Solutions | LCI (All) | Kitchen - Rack Oven (>= 50% efficiency) | HVAC |  | 12 | 4000 | 1007 | 0 | 2993 | 0% | 0% | 0% | 100% | 100% | 100% | 100% | 100% | 100% |  | CI Generic Large |  | 0 | CI Generic Large | 0% | 0% | 0% | 0% | 0 | 0% | 0% | 0% | 0% | NG - C&I Gas All | 211.3
C - Commercial & Industrial | A: Large Business Energy Solutions | LCI (All) | Kitchen - Griddle | HVAC |  | 12 | 1165 | 507 | 0 | 658 | 0% | 0% | 0% | 100% | 100% | 100% | 100% | 100% | 100% |  | CI Generic Large |  | 0 | CI Generic Large | 0% | 0% | 0% | 0% | 0 | 0% | 0% | 0% | 0% | NG - C&I Gas All | 13.1
C - Commercial & Industrial | A: Large Business Energy Solutions | LCI (All) | Kitchen - Pre Rinse Sprayers | HVAC |  | 8 | 150 | 50 | 0 | 100 | 0% | 0% | 0% | 100% | 100% | 100% | 100% | 100% | 100% |  | CI Generic Large |  | 0 | CI Generic Large | 0% | 0% | 0% | 0% | 0 | 0% | 0% | 0% | 0% | NG - C&I Gas All | 11.4
C - Commercial & Industrial | A: Large Business Energy Solutions | LCI (All) | Hair Salon- Rinse Sprayers -TBD | HVAC |  | 8 | 150 | 100 | 0 | 50 | 0% | 0% | 0% | 100% | 100% | 100% | 100% | 100% | 100% |  | CI Generic Large |  | 0 | CI Generic Large | 0% | 0% | 0% | 0% | 0 | 0% | 0% | 0% | 0% | NG - C&I Gas All | 11.4
C - Commercial & Industrial | A: Large Business Energy Solutions | LCI (All) | Boiler Reset Controls | HVAC |  | 15 | 993 | 232 | 0 | 761 | 0% | 0% | 0% | 100% | 100% | 100% | 100% | 100% | 100% |  | CI Generic Large |  | 0 | CI Generic Large | 0% | 0% | 0% | 0% | 0 | 0% | 0% | 0% | 0% | NG - C&I Gas All | 35.5
C - Commercial & Industrial | A: Large Business Energy Solutions | LCI (All) | Steam Trap | HVAC | 140 | 6 | 250 | 50 | 0 | 200 | 0% | 0% | 0% | 100% | 100% | 100% | 100% | 100% | 100% |  | CI Generic Large |  | 0 | CI Generic Large | 0% | 0% | 0% | 0% | 0 | 0% | 0% | 0% | 0% | NG - C&I Gas All | 25.7 | [12 empty] | 6.2814
C - Commercial & Industrial | A: Large Business Energy Solutions | LCI (All) | Thermostat - Standard, 7-Day Programmable | HVAC | 30 | 15 | 0 | 25 | 0 | -25 | 0% | 0% | 0% | 100% | 100% | 100% | 100% | 100% | 100% |  | CI Generic Large |  | 0 | CI Generic Large | 0% | 0% | 0% | 0% | 0 | 0% | 0% | 0% | 0% | NG - C&I Gas All | 3.2
C - Commercial & Industrial | A: Large Business Energy Solutions | LCI (All) | Thermostat - WiFi (Heating Only) | HVAC |  | 15 | 0 | 104.5 | 0 | -104.5 | 0% | 0% | 0% | 100% | 100% | 100% | 100% | 100% | 100% |  | CI Generic Large |  | 0 | CI Generic Large | 0% | 0% | 0% | 0% | 0 | 0% | 0% | 0% | 0% | NG - C&I Gas All | 6.6
C - Commercial & Industrial | A: Large Business Energy Solutions | LCI (All) | Thermostat - WiFI (Cooling & Heating) | HVAC |  | 15 | 0 | 104.5 | 0 | -104.5 | 0% | 0% | 0% | 100% | 100% | 100% | 100% | 100% | 100% |  | CI Generic Large |  | 0 | CI Generic Large | 0% | 0% | 0% | 0% | 0 | 0% | 0% | 0% | 0% | NG - C&I Gas All | 6.6
|  | LCI (All) | [7 empty] | 0 | [14 empty] | 0% | 0% | 0% | 0% | 0 | 0% | 0% | 0% | 0%
C - Commercial & Industrial | A: Large Business Energy Solutions | LCI (All) | Aerator | Hot Water |  | 10 | 3.5 | 3.5 | 0 | 0 | 0% | 0% | 0% | 100% | 100% | 100% | 100% | 100% | 100% |  | CI Generic Large |  | 0 | CI Generic Large | 0% | 0% | 0% | 0% | 0 | 0% | 0% | 0% | 0% | NG - C&I Gas All | 1.7
C - Commercial & Industrial | A: Large Business Energy Solutions | LCI (All) | Shower Head | Hot Water |  | 10 | 17.5 | 17.5 | 0 | 0 | 0% | 0% | 0% | 100% | 100% | 100% | 100% | 100% | 100% |  | CI Generic Large |  | 0 | CI Generic Large | 0% | 0% | 0% | 0% | 0 | 0% | 0% | 0% | 0% | NG - C&I Gas All | 2.65
C - Commercial & Industrial | A: Large Business Energy Solutions | LCI (All) | Shower Head Hand Handle | Hot Water |  | 10 | 20 | 20 | 0 | 0 | 0% | 0% | 0% | 100% | 100% | 100% | 100% | 100% | 100% |  | CI Generic Large |  | 0 | CI Generic Large | 0% | 0% | 0% | 0% | 0 | 0% | 0% | 0% | 0% | NG - C&I Gas All | 2.65
0
0
0
0
0
0
0
0
0
0
0
0
0
0
0
0
0
0
0
0
0
0
0
0
0
0
0
0
0
0
0
0
0
0
0
<<<< Lastt Row to enter measures >>>>>>

## 0. HEA2017 (hidden)
Budget |  |  |  |  | Total Savings
|  |  | Wxn | Htg Sys | Total A kWh Savings |  | Total L kWH Savings |  | Total A MMBTU Savings |  | Total L MMBTU Savings
INADM |  |  | 102921.7312 |  | 421468.1181 | 13.0554 | 5502426.2846 |  | 10828.5347 | 20.6729 | 223856.6997 | Wxn
ADMEX |  |  | 0 |  | 12833.9361 | 18.193 | 233488.1679 |  | 1530.0813 | 18.6763 | 28576.2795 | Htg Sys
CIAUD |  |  | 60000
REBTS |  |  | 2442243.4973 | 520000
INIMP |  |  | 141662.3215
NHMKT |  |  | 5000
EVAL |  |  | 172201.45
|  |  | 2924029 | 520000
TOTAL Budget |  |  |  | 3444029 | 434302.0542 | 13.2072 | 5735914.4525 |  | 12358.6161 | 20.4257 | 252432.9792 | Total
|  |  | Cost / Savings = |  | 7.93 |  | 0.60043 |  | 278.6743 |  | 13.6433
Project Adj | 5% | Expect pricing to go up approx 5% (our funding/project vs WAP will increase as well, but so will A MMBTU so this may be a wash)
kWh Adjustment | 0%
A MMBTU Adjustment | 0%
Type of Home Weatherized | % $'s | Qty | Incentive | Project $ | Annual kWH Savings (per Unit) | Life (kWh) | L kWH Savings | Total $ | Annual MMBTU Savings (per unit) | Life (MMBTU) | L MMBTU Savings
Oil | 38.49% | 158.095 | 6080.3217 | 6080.3217 | 1418.4899 | 17.3358 | 3887668.9869 | 939918.8127 | 30.5867 | 20.6539 | 99873.7849
LP | 14.18% | 56.7077 | 6245.3178 | 6245.3178 | 1306.2426 | 17.336 | 1284149.9943 | 346291.6509 | 20.8367 | 20.9008 | 24696.3296
Gas | 9.018% | 61.7149 | 3649.9335 | 3649.9335 | 851.2963 | 18.7589 | 985547.3981 | 220252.3544 | 20.1333 | 21.9086 | 27222.0283
Wood | 4.93% | 21.8482 | 5635.8668 | 5635.8668 | 1730.6829 | 15.7486 | 595488.5112 | 120398.5971 | 47.3767 | 20.4978 | 21217.1678
Kerosene | 26.48% | 108.9091 | 6073.9001 | 6073.9001 | 1432.2731 | 15.4746 | 2413849.4068 | 646811.0551 | 23.12 | 20.0614 | 50514.2972
Electric | 3.367% | 14.5707 | 5771.9083 | 5771.9083 | 5611.4101 | 18.9187 | 1546835.9653 | 82233.0571 | 1.08 | 21.167 | 333.092
Baseload-SF | 3.535% | 83.6471 | 1055.614 | 1055.614 | 1122.3126 | 17.1179 | 1607000.8304 | 86337.97 | 0 | 17.7628 | 0
Electric Savings on Fossil Homes??? |  | 407.2749 |  |  | 1337.3466 | 16.8299 | 22507.4122 | 9166704.2973 |  |  |  | <- average A kWh 2014-2016
|  | 407.2749 |  |  | 1337.3466 | 10 | 13373.4662 | 5446677.2515 |  |  |  | <- Average with a lower life (lower LED Life)
Elec Savings (lighting) |  | 407.2749 | 10 |  | 36.9125 | 8 | 1202681.1822 |  |  |  |  | <- break out Elec Savings on Fossil homes
Elec Savings (Refrigerators |  | 162.91 |  |  | 586.1665 | 12 | 1145908.3068 |  |  |  |  | <- break out Elec Savings on Fossil homes
Elec Savings (Weighted Average Refrigerators+ Lights) |  |  |  |  | 955.291
Boiler or Furnace Type | % $'s | Qty | Incentive | Project $ | Annual kWH Savings (per Unit) | Life (kWh) | L kWH Savings | Total $ | Annual MMBTU Savings (per unit) | Life (MMBTU) | L MMBTU Savings
Oil Boiler Replacement AFUE>=85% | 32.23% | 24.9319 | 6721.7955 |  | 40.1817 | 20 |  | 167587.174 | 15.8565 | 20
NG Boiler Replacement AFUE>=90% | 1.724% | 1.1872 | 7550 |  | 0 | 20 |  | 8963.6139 | 16.6894 | 20
LP Boiler Replacement AFUE>=85% | 4.098% | 4.1553 | 5128.8571 |  | 57 | 20 |  | 21312.0308 | 23.6956 | 20
Kerosene Boiler Replacement AFUE>=85% | 0.7877% | 0.59362 | 6900 |  | 0 | 20 |  | 4095.956 | 6.4 | 20
Boiler Replacement (user defined) | [9 empty] | 0
0 | [9 empty] | 0
Furnace Replacement AFUE >=85% w/ECM | 25.84% | 26.1191 | 5145.3673 |  | 31.063 | 18 |  | 134392.567 | 16.641 | 18
NG Furnace Replacement AFUE>=90% | 3.726% | 4.1553 | 4663.1929 |  | 0 | 18 |  | 19377.0478 | 23.1057 | 18
LP Furnace Replacement AFUE>=90% | 16.36% | 15.434 | 5513.0981 |  | 660.8031 | 18 |  | 85089.3605 | 16.7262 | 18
Kerosene Furnace Replacement AFUE>=85% | 15.23% | 23.7447 | 3334.7375 |  | 24.6405 | 18 |  | 79182.2499 | 9.4278 | 18
Furnace Replacement (user defined)
520000
Source Data
Htg Sys: Raw Data Backup | From: Res, HEA Heating System Savings, using 2014-2016 data, as of 8-8-2016.xlsx
Htg Sys: 2017 Plan and Avg Projects | Res, HEA, 2017 Planning, FM.xlsx

## Res TRM (hidden)
Measures (Section 1) | Description (w/ aid of ENERGY STAR Appliance Calculator) | Incentive | Total Resource Cost | Standard: Annual kW Usage | ENERGY STAR: Annual kW Usage | Average Operating Hours | Standard: Annual kWh Usage | ENERGY STAR: Annual kWh Usage | Standard: Annual Standby kWh | ENERGY STAR: Annual Standby kWh | Annual kWh Savings | Measure Life | Lifetime kWh Savings | Installation Rate (IR) | Max Load | Summer % |  | Winter % | Summer kW | Winter kW
Room Air Purifier | Based on Standard Annual W Usage of 100 W and ENERGY STAR Annual W Usage of 33, with an average operating hours of 5840. Also, accounted for Standard Annual Standby kWh Usage of 2.9 and ENERGY STAR Annual Standby kWh Usage of 1.80 kWh. | 19.5 | 19.5 | 0.1 | 0.0333 | 5840 | 584 | 194.472 | 2.9 | 1.8 | 390.628 | 9 | 3515.652 | 100% | 0.045 | 100% |  | 92% | 0.045 | 0.0414 | Data Sources
2nd Refrigerator Pickup | Based on Standard Annual kWh Usage of 755 with an average operating hours of 8760. | 120.5 | 120.5 | 0 | 0 | 8760 | 755 | 0 | 0 | 0 | 755 | 8 | 6040 | 100% | 0.086 | 100% |  | 89.9% | 0.086 | 0.077314 | DOE / EPA Energy Star Appliance Calculator from 7-21-2015
2nd Freezer Pickup | Based on Standard Annual kWh Usage of 658 with an average operating hours of 8760. | 120.5 | 120.5 | 0 | 0 | 8760 | 658 | 0 | 0 | 0 | 658 | 8 | 5264 | 100% | 0.075 | 100% |  | 89.9% | 0.075 | 0.067425 | TRMs or Reports
2nd Room AC Pickup | Based on Standard W Usage of 94.48 with an average operating hours of 171. | 35 | 38 | 0.094482 | 0 | 171 | 16.1565 | 0 | 0 | 0 | 16.1565 | 5 | 80.7823 | 100% | 0.042 | 14.3% |  | 0% | 0.006006 | 0 | 2016 NH CORE ENERGY EFFICIENCY PROGRAM
Smartstrips | Based on Standard Annual W Usage of 90 and ENERGY STAR Annual W Usage of 64.3, with an average operating hours of 3076.95. | 14.5 | 14.5 | 0.09 | 0.0643 | 3076.95 | 276.9255 | 197.8479 | 0 | 0 | 79.0776 | 5 | 395.3881 | 100% | 0.027 | 35% |  | 100% | 0.00945 | 0.027 | NH ENERGY STAR Appliance Program: Room Air Purifiers, 2nd Rerigerator/Freezer/RoomAC recycling, SmartStrips (Advanced Power Strips)
Measures (Section 2) | Description (w/ aid of ENERGY STAR Appliance Calculator) | Incentive | Total Resource Cost | Standard: kW | ENERGY STAR: kW | Average Operating Hours | Standard: Annual kWh Usage | ENERGY STAR: Annual kWh Usage | Percent Savings | Size (Btuh) | Annual kWh Savings | Measure Life | Lifetime kWh Savings | Installation Rate (IR) | Max Load | Summer % |  | Winter % | Summer kW | Winter kW | Standard: Cooling SEER | ENERGY STAR: Cooling SEER
Air Source Heat Pumps (ASHP) SEER>=14.5 | Based on Standard Cooling SEER of 13 and ENERGY STAR Cooling SEER of 14.5 with percent savings of 16.6%. Also, considering average operating hours of 385 and capacity of 36000 Btuh. |  |  | 2.7692 | 2.4828 | 385 | 1066.1538 | 955.8621 | 16.6% | 36000 | 91.9833 | 12 | 1103.8001 | 100% | [6 empty] | 13 | 14.5 | 2016 NH CORE ENERGY EFFICIENCY PROGRAM
Air Source Heat Pumps (ASHP) HSPF>=8.2 | Based on Standard Cooling SEER of 7.7 and ENERGY STAR Cooling SEER of 8.2 with percent savings of 16.6%. Also, considering average operating hours of 2641 and capacity of 36000 Btuh. |  |  | 4.6753 | 4.3902 | 2641 | 12347.5325 | 11594.6341 | 16.6% | 36000 | 627.9172 | 12 | 7535.0064 | 100% | [6 empty] | 7.7 | 8.2 | NH ENERGY STAR Appliance Program: Air Source Heat Pumps (ASHP) and Ductless Mini-Split Heat Pumps (DMSHP)
Ductless Mini- Split Heat Pumps (DMSHP) SEER >=20.0 | Based on Standard Cooling SEER of 13 and ENERGY STAR Cooling SEER of 20. Also, considering average operating hours of 385 and capacity of 12000 Btuh. |  |  | 0.92308 | 0.6 | 385 | 355.3846 | 231 | 0% | 12000 | 124.3846 | 12 | 1492.6154 | 100% | [6 empty] | 13 | 20 | Data Sources
Ductless Mini- Split Heat Pumps (DMSHP)>=10.0 | Based on Standard Cooling SEER of 7.7 and ENERGY STAR Cooling SEER of 10 with percent savings of 50%. Also, considering average operating hours of 2641 and capacity of 13600 Btuh. |  |  | 1.7662 | 1.36 | 2641 | 4664.6234 | 3591.76 | 50% | 13600 | 536.4317 | 12 | 6437.1803 | 100% | [6 empty] | 7.7 | 10 | DOE / EPA Energy Star Appliance Calculator from 7-21-2015
Wifi Thermostat for DMSHP | Based on sum of kWh of above 4 measures multiplied by percent savings of 16.6%. | 104.75 | 104.75 | - | - | 3026 | - | - | 16.6% | - | 109.6955 | 15 | 1645.4326 | 100% | [6 empty] | - | - | TRMs or Reports
Measures (Section 3 & Refrigerators) | Description (w/ aid of ENERGY STAR Appliance Calculator) | Incentive | Total Resource Cost |  |  | Average Operating Hours | Standard: Annual kWh Usage | ENERGY STAR: Annual kWh Usage | Percentage |  | Annual kWh Savings | Measure Life | Lifetime kWh Savings | Installation Rate (IR) | Max Load | Summer % |  | Winter % | Summer kW | Winter kW
Clothes Washers (Incl. Dryer and Heating) | Based on Standard Annual kWh Usage of 66.38 and ENERGY STAR kWh Usage of 29.608, with an average operating hours of 1000. | 0 | 0 | - | - | 1000 | 66.3796 | 29.6082 | 100% | - | 181.76 | 11 | 1999.36 | 100% | 0 | 67.8% |  | 100% | 0 | 0 | NH ENERGY STAR Appliance Program: Clothes Washers
Refrigerators | Based on Standard Annual kWh Usage of 396.34 and ENERGY STAR kWh Usage of 356.71, with an average operating hours of 8760. | 0 | 0 | - | - | 8760 | 396.34 | 356.71 |  | - | 39.63 | 12 | 475.56 | 100% | 0.0045 | 100% |  | 89.9% | 0.0045 | 0.0040455 | NH ENERGY STAR Appliance Program: Refrigerators
Measures (Section 4) | Description (w/ aid of ENERGY STAR Appliance Calculator) | Incentive | Total Resource Cost | Standard: kW | ENERGY STAR: kW | Average Operating Hours | Standard: Annual kWh Usage | ENERGY STAR: Annual kWh Usage |  | Size (Btuh) | Annual kWh Savings | Measure Life | Lifetime kWh Savings | Installation Rate (IR) | Max Load | Summer % |  | Winter % | Summer kW | Winter kW | Standard: Cooling SEER | ENERGY STAR: Cooling SEER
Room Air Conditioner | Based on Standard Cooling SEER of 9.8 and ENERGY STAR Cooling SEER of 10.8. Also, considering average operating hours of 171 and capacity of 10000 Btuh. | 35 | 38 | 1.0204 | 0.92593 | 171 | 174.4898 | 158.3333 |  | 10000 | 16.1565 | 9 | 145.4082 | 100% | 0.094 | 14.3% |  | 0% | 0.013442 | 0 | 9.8 | 10.8
Central Air Conditioner | Based on Standard Cooling SEER of 13 and ENERGY STAR Cooling SEER of 14.5. Also, considering average operating hours of 385 and capacity of 36000 Btuh. | 0 | 556 | 2.7692 | 2.4828 | 385 | 1066.1538 | 955.8621 |  | 36000 | 110.2918 | 14 | 1544.0849 | 100% | 0.286 | 85% |  | 0% | 0.2431 | 0 | 13 | 14.5 | 2016 NH CORE ENERGY EFFICIENCY PROGRAM
Air Source Heat Pumps (Cooling only) | Based on Standard Cooling SEER of 13 and ENERGY STAR Cooling SEER of 14.5. Also, considering average operating hours of 385 and capacity of 10000 Btuh. |  |  | 0.76923 | 0.68966 | 385 | 296.1538 | 265.5172 |  | 10000 | 30.6366 | 12 | 367.6393 | 100% |  |  |  |  | 0 | 0 | 13 | 14.5 | NH ENERGY STAR Appliance Program: Room Air Conditioner, Central AC, ASHP (Cooling), Wifi for CAC/ASHP, Heat Pump Water Heaters
Wifi Thermostat for CAC or ASHP | Based on Standard Annual kW, ENERGY STAR Annual kW and no. of products rebated of above 3 measures and percent savings of 16.6%. |  |  | 2.3692 | 2.1241 | 385 | 912.1518 | 817.7913 |  | - | 94.3605 | 12 | 1132.3264 | 100% |  |  |  |  | 0 | 0 | - | -
HPWH (50 gal) | Based on Standard Cooling SEER of 2 and ENERGY STAR Cooling SEER of 2. Also, considering average operating hours of 1775. | 509.75 | 509.75 | 0.002 | 0.002 | 1775 | 0 | 0 |  | - | 1775 | 10 | 17750 | 100% | 0 | 67.8% |  | 100% | 0 | 0 | 2 | 2
HPWH (80 gal) | Based on Standard Cooling SEER of 90 and ENERGY STAR Cooling SEER of 2.2. Also, considering average operating hours of 2672. | 610.5 | 610.5 | 0.09 | 0.0022 | 2672 | 0 | 0 |  | - | 2672 | 10 | 26720 | 100% | 0 | 67.8% |  | 100% | 0 | 0 | 90 | 2.2
Low Income Wxn (Section 5) | Description | Incentive | Total Resource Cost | [6 empty] | Annual MMBtu Savings | Annual kWh Savings | Measure Life | Lifetime kWh Savings | Lifetime MMBtu Savings | Max Load | Summer % |  | Winter % | Summer kW | Winter kW
Weatherization Package (Electric Heat) | Based of past year(s) projects and models by Performance System Development's TREAT Software | 4693.89 | 4693.89 | [6 empty] | - | 5417.83 | 34.6668 | 187818.6674 | - | 1.706 | 0% |  | 100% | 0 | 1.706 | Program: NH Home Energy Assistance Program (Low Income Wxn)
Weatherization Package (Kerosene Heat) |  | 5652.68 | 5652.68 | [6 empty] | 19.7 | - | 13.6923 | - | 269.7385 | 0 | 0% |  | 100% | 0 | 0
Weatherization Package (Liquid Propane Heat) |  | 5978.89 | 5978.59 | [6 empty] | 28 | - | 40.2566 | - | 1127.1849 | 0 | 0% |  | 100% | 0 | 0 | The following are average project savings based on past year(s) projects.
Weatherization Package (Natural Gas Heat) |  | 3886.93 | 3886.93 | [6 empty] | 9.2 | - | 8.0992 | - | 74.5129 | 0 | 0% |  | 100% | 0 | 0 | All homes are modeling used Performance System Development's TREAT Software
Weatherization Package (Wood Heat) |  | 5605.32 | 5605.32 | [6 empty] | 38.4 | - | 21.1 | - | 810.24 | 0 | 0% |  | 100% | 0 | 0 | http://psdconsulting.com/software/treat/
Weatherization Package (Oil Heat) |  | 5788.21 | 5788.21 | [6 empty] | 28 | - | 21.13 | - | 591.64 | 0 | 0% |  | 100% | 0 | 0
Weatherization Package (Other) |  | 8164.48 | 8164.48 | [6 empty] | - | - | 20 | - | - | 0 | 0% |  | 100% | 0 | 0
Electric Svgs on Fossil Heated Homes (Ref, DHW, Lighting) |  | 0 | 0 | [6 empty] | - | 1181.61 | 11.7537 | 13888.2895 | - | 0.16 | 100% |  | 89.9% | 0.16 | 0.14384
- Kerosene Mobile Home Furnaces' |  | 3037.89 | 3037.89 | [6 empty] | 8.82 | 102.4 | 17 | 1740.8 | 15353.856 | 0 | 0% |  | 100% | 0 | 0
- LP Furnace/Boiler |  | 5457.98 | 5457.98 | [6 empty] | 5.93 | 529.62 | 18 | 9533.16 | 56531.6388 | 0 | 0% |  | 100% | 0 | 0
- Oil Furnace/Boiler' |  | 5913.92 | 5913.92 | [6 empty] | 16.71 | 282.76 | 25 | 7069 | 118122.99 | 0 | 0% |  | 100% | 0 | 0
- NG Furnace/Boiler |  | 5304.71 | 5304.71 | [6 empty] | 18.88 | 109.3 | 20 | 2186 | 41271.68 | 0 | 0% |  | 100% | 0 | 0
New Construction (Section 6) | Description | Incentive | Total Resource Cost | [5 empty] | Water Savings (Gallons) | Annual MMBtu Savings | Annual kWh Savings | Measure Life | Lifetime kWh Savings | Lifetime MMBtu Savings | Max Load | Summer % |  | Winter % | Summer kW | Winter kW
LED Bulbs (Installed by Builder or HERS Rater) | Based on past year(s) projects and models by REMRate Home Energy Rating Software by Home Energy Raters | 0 | 0 | [5 empty] | - | - | 24.6083 | 20 | 492.166 | - | 0.03 | 7.6% |  | 22.7% | 0.00228 | 0.00681
Interior HW Fixtures |  | 0 | 0 | [5 empty] | - | - | 24.6083 | 20 | 492.166 | - | 0.034 | 7.6% |  | 22.7% | 0.002584 | 0.007718 | Program: NH ENERGY STAR Homes Program (New Construction)
Exterior Fixtures |  | 0 | 0 | [5 empty] | - | - | 24.6083 | 5 | 123.0415 | - | 0.034 | 7.6% |  | 22.7% | 0.002584 | 0.007718
Clothes Washer |  | 0 | 0 | [5 empty] | 3385 | 0.7376 | 181.76 | 11 | 1999.36 | 8.1136 | 0 | 67.8% |  | 100% | 0 | 0 | The following are average project savings based on past year(s) projects.
Dishwasher |  | 0 | 0 | [5 empty] | 468 | 0.1888 | 31.4 | 10 | 314 | 1.888 | 0 | 67.8% |  | 100% | 0 | 0 | All homes are modeling used REMRate Home Energy Rating Software by Home Energy Raters
Refrigerator |  | 0 | 0 | [5 empty] | - | - | 107 | 12 | 1284 | - | 0.0045 | 100% |  | 89.9% | 0.0045 | 0.0040455 | http://www.remrate.com/
Room AC New |  | 0 | 0 | [5 empty] | - | - | 16.1565 | 9 | 145.4082 | - | 0.094 | 14.3% |  | 0% | 0.013442 | 0
Central AC |  | 0 | 556 | [5 empty] | - | - | 110.2918 | 14 | 1544.0849 | - | 0.286 | 85% |  | 0% | 0.2431 | 0
Thermostat |  | 0 | 0 | [5 empty] | - | - | 0 | 15 | 0 | - | 0 | 100% |  | 100% | 0 | 0
Oil Heated Home (5%) |  | 2372.15 | 2922 | [5 empty] | - | 43.6 | 410.8 | 25 | 10270 | 1090 | 0 | 100% |  | 100% | 0 | 0
Gas Heated Home (55%) |  | 2372.15 | 2922 | [5 empty] | - | 23.1 | 98.3 | 25 | 2457.5 | 577.5 | 0 | 100% |  | 100% | 0 | 0
LP Heated Home (35%) |  | 2372.15 | 2922 | [5 empty] | - | 31.8 | 462.6 | 25 | 11565 | 795 | 0 | 100% |  | 100% | 0 | 0
Elec Baseboard Heated Home (5%) |  | 2372.15 | 2922 | [5 empty] | - | - | 7935.8 | 25 | 198395 | - | 0 | 100% |  | 100% | 0 | 0
ASHP Heated Home (MF) |  | 2372.15 | 2922 | [5 empty] | - | - | 5355 | 25 | 133875 | - |  |  |  |  | 0 | 0
GSHP: Res Space Heating |  | 593.04 | 730.5 | [5 empty] | - | - | 12250 | 25 | 306250 | - | 0 | 0% |  | 100% | 0 | 0
GSHP: Res Cooling |  | 593.04 | 730.5 | [5 empty] | - | - | 69 | 25 | 1725 | - | 0 | 100% |  | 0% | 0 | 0
GSHP: Res Water Heating |  | 593.04 | 730.5 | [5 empty] | - | - | 1819 | 25 | 45475 | - | 0 | 67.8% |  | 100% | 0 | 0
GSHP:Res Shell (Heat & Cool) (Lights & Appliances) |  | 593.04 | 730.5 | [5 empty] | - | - | -162 | 25 | -4050 | - | 0 | 100% |  | 100% | 0 | 0
ASHP: Res Space Heating (SF) |  | 593.04 | 730.5 | [5 empty] | - | - | 9671 | 25 | 241775 | - | 0 | 0% |  | 100% | 0 | 0
ASHP: Res Cooling |  | 593.04 | 730.5 | [5 empty] | - | - | 71 | 25 | 1775 | - | 0 | 100% |  | 0% | 0 | 0
ASHP: Res Water Heating |  | 593.04 | 730.5 | [5 empty] | - | - | 520 | 25 | 13000 | - | 0 | 67.8% |  | 100% | 0 | 0
ASHP: Res Shell (Heat & Cool) |  | 593.04 | 730.5 | [5 empty] | - | - | -79 | 25 | -1975 | - | 0 | 100% |  | 100% | 0 | 0
High Use Wxn (Section 7) | Description | Incentive | Total Resource Cost | [6 empty] | Annual MMBtu Savings | Annual kWh Savings | Measure Life | Lifetime kWh Savings |  | Max Load | Summer % |  | Winter % | Summer kW | Winter kW
Baseload SF | Based on past year(s) projects | 340 | 340 | [6 empty] | - | 221.4747 | 20 | 4429.494 |  | 0.189 | 7.6% |  | 22.7% | 0.014364 | 0.042903
Baseload MF |  | 305 | 305 | [6 empty] | - | 221.4747 | 20 | 4429.494 |  | 0.189 | 7.6% |  | 22.7% | 0.014364 | 0.042903
Light Fixtures |  | 0 | 0 | [6 empty] | - | 24.6083 | 20 | 492.166 |  | 0.298 | 7.6% |  | 22.7% | 0.022648 | 0.067646 | Program: NH Home Performance w/ENERGY STAR (High Use Wxn)
Refrigerator |  | 0 | 0 | [6 empty] | - | 586.1665 | 7 | 4103.1653 |  | 0 | 100% |  | 89.9% | 0 | 0
Hot Water Saving Measures |  | 0 | 0 | [6 empty] | - | 80.422 | 4 | 321.6882 |  | 0.765 | 74.6% |  | 100% | 0.57069 | 0.765 | Based on the other tabs and past year(s) results, the following are average project savings.
Weatherization Projects
Fuel Neutral, SD, LEDs (6) |  | 0 | 0 | [6 empty] | - | 221.4747 | 20 | 4429.494 |  | 0.189 | 7.6% |  | 22.7% | 0.014364 | 0.042903
SF Fuel Neutral (Oil) |  | 3362.205 | 7224.41 | [6 empty] | 28 | - | 19.48 | - |  | 0 | 0% |  | 100% | 0 | 0
SF Fuel Neutral (LP) |  | 3550.47 | 7600.94 | [6 empty] | 30 | - | 19.35 | - |  | 0 | 0% |  | 100% | 0 | 0
SF Fuel Neutral (Gas) |  | 2133.97 | 4767.94 | [6 empty] | 9.2 | - | 20.55 | - |  | 0 | 0% |  | 100% | 0 | 0
SF Fuel Neutral (Wood) |  | 3436.13 | 7372.25 | [6 empty] | 38 | - | 20.76 | - |  | 0 | 0% |  | 100% | 0 | 0
SF Fuel Neutral (Kerosene) |  | 3231.1125 | 6962.23 | [6 empty] | 19.7 | - | 21.39 | - |  | 0 | 0% |  | 100% | 0 | 0
SF Fuel Neutral (Electric) |  | 2979.9 | 6459.8 | [6 empty] | - | 4803.44 | 18.03 | 86606.0232 |  | 0 | 0% |  | 100% | 0 | 0
Lighting Measures (Lighting) | Description | Incentive | Total Resource Cost | Standard Weighted Average W | ENERGY STAR Weighted Average W | On Hours/ Day |  |  |  |  | Annual kWh Savings | Measure Life |  |  | Max Load | Summer % |  | Winter % | Summer kW | Winter kW | ENERGY STAR Lighting Savings Calculation
CFLs (Retail) | Based on Standard Watts of 58.99 and ENERGY STAR Watts of 19.28, kept on for 2 hours per day | 1.05 | 0.05 | 58.9851 | 19.2819 | 2 |  |  |  |  | 28.9833 |  |  |  | 0.04 | 7.6% |  | 22.7% | 0.00304 | 0.00908 | Sources: http://www.energystar.gov/certified-products/detail/light_bulbs
LEDs (Retail) | Based on Standard Watts of 44.5 and ENERGY STAR Watts of 10.79, kept on for 2 hours per day | 7.78 | 4.35 | 44.4961 | 10.7934 | 2 |  |  |  |  | 24.603 |  |  |  | 0.034 | 7.6% |  | 22.7% | 0.002584 | 0.007718 | Lighting savings are cacluated using the EPA light bulb calculators, but modifying it for NH based on a weighted average of bulb SIZE sales.
Measure | Incentive | Processing Costs | Customer Cost | Free-Ridership Rate | Spillover [Participant] Rate | Spillover [Non-Participant] Rate | Net to Gross | In-Service Rate | kWh Realization Rate | kW Winter Realization Rate | kW Summer Realization Rate | Non Electric Realization Rate | Gross Annual kWh Saved | LS_ID | Lifetime | Max Demand Reduction | Max Demand Factor | Load Shape Description | Winter Peak Energy % | Winter Off-Peak Energy % | Summer Peak Energy % | Summer Off-Peak Energy % | Maximum Load Reduction (kW) | Summer Coincident (%) | Winter Coincident (%) | Trans. Coincident (%) | Dist. Coincident (%)
Big Box LED Single Packs (Markdown) | 1.5 | 0.03375 | 0.46 | 0% | 0% | 0% | 100% | 95% | 100% | 100% | 100% | 100% | 24.6083 |  | 8 | 0.03371 | 0.0013699 |  | 27% | 40% | 13% | 20% | 0.03371 | 7.6% | 22.7% | 7.6% | 7.6%
Big Box LED Multi-Packs (per bulb, Markdown) | 1.5 | 0.03375 | 0.46 | 0% | 0% | 0% | 100% | 95% | 100% | 100% | 100% | 100% | 24.6083 |  | 8 | 0.03371 | 0.0013699 |  | 27% | 40% | 13% | 20% | 0.03371 | 7.6% | 22.7% | 7.6% | 7.6%
Big Box LED Globe/Candelabra (Per bulb, Markdown) | 1.5 | 0.03375 | 0.4 | 0% | 0% | 0% | 100% | 95% | 100% | 100% | 100% | 100% | 24.6083 |  | 8 | 0.03371 | 0.0013699 |  | 27% | 40% | 13% | 20% | 0.03371 | 7.6% | 22.7% | 7.6% | 7.6%
Big BoxLED Reflector (per bulb, Markdown) | 2 | 0.0375 | 0.63 | 0% | 0% | 0% | 100% | 95% | 100% | 100% | 100% | 100% | 24.6083 |  | 8 | 0.03371 | 0.0013699 |  | 27% | 40% | 13% | 20% | 0.03371 | 7.6% | 22.7% | 7.6% | 7.6%
Big Box LED Interior Fixture (Markdown) | 5 | 0.06 | 5 | 0% | 0% | 0% | 100% | 95% | 100% | 100% | 100% | 100% | 24.6083 |  | 8 | 0.03371 | 0.0013699 |  | 27% | 40% | 13% | 20% | 0.03371 | 7.6% | 22.7% | 7.6% | 7.6%
Big Box LED Exterior Fixture (Markdown) | 5 | 0.06 | 5 | 0% | 0% | 0% | 100% | 95% | 100% | 100% | 100% | 100% | 24.6083 |  | 8 | 0.03371 | 0.0013699 |  | 27% | 40% | 13% | 20% | 0.03371 | 7.6% | 22.7% | 7.6% | 7.6%
LED Interior Fixture (Coupon) | 5 | 0.45 | 5 | 0% | 0% | 0% | 100% | 96.4% | 100% | 100% | 100% | 100% | 24.6083 |  | 8 | 0.03371 | 0.0013699 |  | 27% | 40% | 13% | 20% | 0.03371 | 7.6% | 22.7% | 7.6% | 7.6%
LED Exterior Fixture (Coupon) | 5 | 0.45 | 5 | 0% | 0% | 0% | 100% | 100% | 100% | 100% | 100% | 100% | 24.6083 |  | 8 | 0.03371 | 0.0013699 |  | 27% | 40% | 13% | 20% | 0.03371 | 7.6% | 22.7% | 7.6% | 7.6%
LED Single (Coupon) | 2 | 0.415 | 0.46 | 0% | 0% | 0% | 100% | 95% | 100% | 100% | 100% | 100% | 24.6083 |  | 8 | 0.03371 | 0.0013699 |  | 27% | 40% | 13% | 20% | 0.03371 | 7.6% | 22.7% | 7.6% | 7.6%
LED Multi (Coupon, per bulb) | 1.5 | 0.415 | 0.46 | 0% | 0% | 0% | 100% | 95% | 100% | 100% | 100% | 100% | 24.6083 |  | 8 | 0.03371 | 0.0013699 |  | 27% | 40% | 13% | 20% | 0.03371 | 7.6% | 22.7% | 7.6% | 7.6%
LED Specialty (Coupon: globe, candelabra, reflector) | 1.75 | 0.415 | 0.515 | 0% | 0% | 0% | 100% | 95% | 100% | 100% | 100% | 100% | 24.6083 |  | 8 | 0.03371 | 0.0013699 |  | 27% | 40% | 13% | 20% | 0.03371 | 7.6% | 22.7% | 7.6% | 7.6%
Catalog LED Single Packs (Rebate) | 1.5 | 0 | 0.46 | 0% | 0% | 0% | 100% | 95% | 100% | 100% | 100% | 100% | 24.6083 |  | 8 | 0.03371 | 0.0013699 |  | 27% | 40% | 13% | 20% | 0.03371 | 7.6% | 22.7% | 7.6% | 7.6%
Catalog LED Multi-Packs (per bulb, Rebate) | 1.5 | 0 | 0.46 | 0% | 0% | 0% | 100% | 95% | 100% | 100% | 100% | 100% | 24.6083 |  | 8 | 0.03371 | 0.0013699 |  | 27% | 40% | 13% | 20% | 0.03371 | 7.6% | 22.7% | 7.6% | 7.6%
Catalog LED Globe/Candelabra (Per bulb) | 1.5 | 0 | 0.4 | 0% | 0% | 0% | 100% | 95% | 100% | 100% | 100% | 100% | 24.6083 |  | 8 | 0.03371 | 0.0013699 |  | 27% | 40% | 13% | 20% | 0.03371 | 7.6% | 22.7% | 7.6% | 7.6%
Catalog LED Reflector (per bulb) | 2 | 0 | 0.63 | 0% | 0% | 0% | 100% | 95% | 100% | 100% | 100% | 100% | 24.6083 |  | 8 | 0.03371 | 0.0013699 |  | 27% | 40% | 13% | 20% | 0.03371 | 7.6% | 22.7% | 7.6% | 7.6%
Catalog LED Interior Fixture | 5 | 0 | 5 | 0% | 0% | 0% | 100% | 96.4% | 100% | 100% | 100% | 100% | 24.6083 |  | 8 | 0.03371 | 0.0013699 |  | 27% | 40% | 13% | 20% | 0.03371 | 7.6% | 22.7% | 7.6% | 7.6%
Catalog LED Exterior Fixture | 5 | 0 | 5 | 0% | 0% | 0% | 100% | 100% | 100% | 100% | 100% | 100% | 24.6083 |  | 8 | 0.03371 | 0.0013699 |  | 27% | 40% | 13% | 20% | 0.03371 | 7.6% | 22.7% | 7.6% | 7.6%
Room Air Purifier | 15 | 4.5 | 0 | 0% | 0% | 0% | 100% | 100% | 100% | 100% | 100% | 100% | 390.4333 |  | 9 | 0.04457 | 0.00011416 |  | 27% | 40% | 13% | 20% | 0.04457 | 100% | 92% | 100% | 100%
2nd Refrigerator Pickup | 30 | 93.5 | 0 | 0% | 0% | 0% | 100% | 100% | 100% | 100% | 100% | 100% | 755 |  | 8 | 0.086187 | 0.00011416 |  | 27% | 40% | 13% | 20% | 0.086187 | 100% | 89.9% | 100% | 100%
2nd Freezer Pickup | 30 | 93.5 | 0 | 0% | 0% | 0% | 100% | 100% | 100% | 100% | 100% | 100% | 658 |  | 8 | 0.075114 | 0.00011416 |  | 27% | 40% | 13% | 20% | 0.075114 | 100% | 89.9% | 100% | 100%
2nd Room AC Pickup | 0 | 30 | 0 | 0% | 0% | 0% | 100% | 100% | 100% | 100% | 100% | 100% | 16.1565 |  | 5 | 0.041965 | 0.0025974 |  | 0% | 0% | 70% | 30% | 0.041965 | 14.3% | 0% | 14.3% | 14.3%
Smartstrips | 10 | 4.5 | 0 | 0% | 0% | 0% | 100% | 100% | 100% | 100% | 100% | 100% | 79.0776 |  | 5 | 0.027081 | 0.00034247 |  | 27% | 40% | 13% | 20% | 0.027081 | 35% | 100% | 35% | 35%
AC (Retail) | 20 | 4.5 | 0 | 0% | 0% | 0% | 100% | 100% | 100% | 100% | 100% | 100% | 16.1565 |  | 9 | 0.094482 | 0.005848 |  | 0% | 0% | 70% | 30% | 0.094482 | 14.3% | 0% | 14.3% | 14.3%
Clothes Washer | 30 | 4.5 | 20 | 0% | 0% | 0% | 100% | 100% | 100% | 100% | 100% | 100% | 123.91 |  | 11 | 0.027628 | 0.00022296 |  | 27% | 40% | 13% | 20% | 0.027628 | 67.76% | 100% | 67.76% | 67.76% | NG - Res Hot Water | 0.0658 | Fuel Oil - Residential Distillate/Biofuel | 0.0418 | Propane | 0.0022 | water gal | 1180
Refrigerator (retail) | 20 | 4.5 | 0 | 0% | 0% | 0% | 100% | 100% | 100% | 100% | 100% | 100% | 41.363 |  | 12 | 0.0047218 | 0.00011416 |  | 27% | 40% | 13% | 20% | 0.0047218 | 100% | 89.9% | 100% | 100%
Dehumidifier | 25 | 4.5 | 0 | 0% | 0% | 0% | 100% | 100% | 100% | 100% | 100% | 100% | 162.2688 |  | 12 | 0.028172 | 0.00017361 |  | 2% | 3% | 59% | 36% | 0.028172 | 85% | 0% | 85% | 85%
Dryer | 40 | 4.5 | 160 | 0% | 0% | 0% | 100% | 100% | 100% | 100% | 100% | 100% | 160.1806 |  | 12 | 0.02 | 0.00012486 |  | 27% | 40% | 13% | 20% | 0.02 | 100% | 85% | 100% | 100%
Primary Refrigerator recycling | 30 | 93.5 | 0 | 0% | 0% | 0% | 100% | 100% | 100% | 100% | 100% | 100% | 493 |  | 8 | 0.056279 | 0.00011416 |  | 27% | 40% | 13% | 20% | 0.056279 | 100% | 89.9% | 100% | 100%
HP Water Heater (<55 gallons) | 500 | 9.75 | 0 | 0% | 0% | 0% | 100% | 100% | 100% | 100% | 100% | 100% | 1654 |  | 10 | 0.34 | 0.00020556 |  | 27% | 40% | 13% | 20% | 0.34 | 47% | 100% | 47% | 47%
HP Water Heater (>55 gallons) | 600 | 10.5 | 0 | 0% | 0% | 0% | 100% | 100% | 100% | 100% | 100% | 100% | 2291.4407 |  | 10 | 0.24542 | 0.0001071 |  | 27% | 40% | 13% | 20% | 0.24542 | 47% | 100% | 47% | 47%
[29 empty] | Efficient | Efficient | Baseline | Baseline
(Can customize these or use as given) | [27 empty] | Size | SEER | HSPF | SEER | HSPF
Central Air (And cooling for heat pumps!!)
Central Air 15 SEER 3 ton | 210 | 9.58 | 346 | 0% | 0% | 0% | 100% | 100% | 100% | 100% | 100% | 100% | 142.1538 |  | 12 | 0.36923 | 0.0025974 |  | 0% | 0% | 70% | 30% | 0.36923 | 85% | 0% | 85% | 85% | 36000 | 15 |  | 13
Central Air 16 SEEr | 210 | 9.58 | 346 | 0% | 0% | 0% | 100% | 100% | 100% | 100% | 100% | 100% | 199.9038 |  | 12 | 0.51923 | 0.0025974 |  | 0% | 0% | 70% | 30% | 0.51923 | 85% | 0% | 85% | 85% | 36000 | 16 |  | 13
CAC 17 SEER | 210 | 9.58 | 346 | 0% | 0% | 0% | 100% | 100% | 100% | 100% | 100% | 100% | 250.8597 |  | 12 | 0.65158 | 0.0025974 |  | 0% | 0% | 70% | 30% | 0.65158 | 85% | 0% | 85% | 85% | 36000 | 17 |  | 13
CAC 18 SEER | 210 | 9.58 | 346 | 0% | 0% | 0% | 100% | 100% | 100% | 100% | 100% | 100% | 296.1538 |  | 12 | 0.76923 | 0.0025974 |  | 0% | 0% | 70% | 30% | 0.76923 | 85% | 0% | 85% | 85% | 36000 | 18 |  | 13
CAC 19 SEER | 210 | 9.58 | 346 | 0% | 0% | 0% | 100% | 100% | 100% | 100% | 100% | 100% | 336.6802 |  | 12 | 0.87449 | 0.0025974 |  | 0% | 0% | 70% | 30% | 0.87449 | 85% | 0% | 85% | 85% | 36000 | 19 |  | 13
CAC 20 SEER | 210 | 9.58 | 346 | 0% | 0% | 0% | 100% | 100% | 100% | 100% | 100% | 100% | 373.1538 |  | 12 | 0.96923 | 0.0025974 |  | 0% | 0% | 70% | 30% | 0.96923 | 85% | 0% | 85% | 85% | 36000 | 20 |  | 13
Heat pumps heating | (total incentive for heating and cooling)
Heat pump 8.5 heating 3 ton | 750 | 9.94 | 0 | 0% | 0% | 0% | 100% | 100% | 100% | 100% | 100% | 100% | 409.2224 |  | 12 | 0.15495 | 0.00037864 |  | 30% | 70% | 0% | 0% | 0.15495 | 0% | 100% | 0% | 0% | 36000 |  | 8.5 |  | 8.2
Heat pump 9.0 heating | 750 | 9.94 | 0 | 0% | 0% | 0% | 100% | 100% | 100% | 100% | 100% | 100% | 1030.6341 |  | 12 | 0.39024 | 0.00037864 |  | 30% | 70% | 0% | 0% | 0.39024 | 0% | 100% | 0% | 0% | 36000 |  | 9 |  | 8.2
heat pump 9.5 heating | 750 | 9.94 | 0 | 0% | 0% | 0% | 100% | 100% | 100% | 100% | 100% | 100% | 1586.6341 |  | 12 | 0.60077 | 0.00037864 |  | 30% | 70% | 0% | 0% | 0.60077 | 0% | 100% | 0% | 0% | 36000 |  | 9.5 |  | 8.2
heat pump 10 heating | 750 | 9.94 | 0 | 0% | 0% | 0% | 100% | 100% | 100% | 100% | 100% | 100% | 2087.0341 |  | 12 | 0.79024 | 0.00037864 |  | 30% | 70% | 0% | 0% | 0.79024 | 0% | 100% | 0% | 0% | 36000 |  | 10 |  | 8.2
heat pump 10.5 heating | 750 | 9.94 | 0 | 0% | 0% | 0% | 100% | 100% | 100% | 100% | 100% | 100% | 2539.777 |  | 12 | 0.96167 | 0.00037864 |  | 30% | 70% | 0% | 0% | 0.96167 | 0% | 100% | 0% | 0% | 36000 |  | 10.5 |  | 8.2
heat pump 11.0 heating | 750 | 9.94 | 0 | 0% | 0% | 0% | 100% | 100% | 100% | 100% | 100% | 100% | 2951.3614 |  | 12 | 1.1175 | 0.00037864 |  | 30% | 70% | 0% | 0% | 1.1175 | 0% | 100% | 0% | 0% | 36000 |  | 11 |  | 8.2
Energy Star Pool Pumps (2 Speed) | 0 | 4.5 |  | 0% | 0% | 0% | 100% | 100% | 100% | 100% | 100% | 100% | 638.075 |  | 10
Energy Star Pool Pumps (Variable Speed) | 0 | 4.5 |  | 0% | 0% | 0% | 100% | 100% | 100% | 100% | 100% | 100% | 998.6955 |  | 10
ECM Circulator Pumps | ??? |  | ?? | [9 empty] | Mass TRM?? | [15 empty] | Efficient | Efficient | Baseline | Baseline
Geothermal | ??? |  | ?? | [9 empty] | ?????
DHP Cooling (per ton) | (total incentive for heating and cooling) | [26 empty] | Size | SEER | HSPF | SEER | HSPF
15 SEER (per ton) | 250 | 9.875 | 0 | 0% | 0% | 0% | 100% | 100% | 100% | 100% | 100% | 100% | 47.3846 |  | 12 | 0.12308 | 0.0025974 |  | 0% | 0% | 70% | 30% | 0.12308 | 85% | 0% | 85% | 85% | 12000 | 15 |  | 13
16 SEER | 250 | 9.875 | 0 | 0% | 0% | 0% | 100% | 100% | 100% | 100% | 100% | 100% | 66.6346 |  | 12 | 0.17308 | 0.0025974 |  | 0% | 0% | 70% | 30% | 0.17308 | 85% | 0% | 85% | 85% | 12000 | 16 |  | 13
17 SEER | 250 | 9.875 | 0 | 0% | 0% | 0% | 100% | 100% | 100% | 100% | 100% | 100% | 83.6199 |  | 12 | 0.21719 | 0.0025974 |  | 0% | 0% | 70% | 30% | 0.21719 | 85% | 0% | 85% | 85% | 12000 | 17 |  | 13
18 SEER | 500 | 11.75 | 0 | 0% | 0% | 0% | 100% | 100% | 100% | 100% | 100% | 100% | 98.7179 |  | 12 | 0.25641 | 0.0025974 |  | 0% | 0% | 70% | 30% | 0.25641 | 85% | 0% | 85% | 85% | 12000 | 18 |  | 13
20 SEER | 500 | 11.75 | 0 | 0% | 0% | 0% | 100% | 100% | 100% | 100% | 100% | 100% | 124.3846 |  | 12 | 0.32308 | 0.0025974 |  | 0% | 0% | 70% | 30% | 0.32308 | 85% | 0% | 85% | 85% | 12000 | 20 |  | 13
22 SEER | 500 | 11.75 | 0 | 0% | 0% | 0% | 100% | 100% | 100% | 100% | 100% | 100% | 145.3846 |  | 12 | 0.37762 | 0.0025974 |  | 0% | 0% | 70% | 30% | 0.37762 | 85% | 0% | 85% | 85% | 12000 | 22 |  | 13
24 SEER | 500 | 11.75 | 0 | 0% | 0% | 0% | 100% | 100% | 100% | 100% | 100% | 100% | 162.8846 |  | 12 | 0.42308 | 0.0025974 |  | 0% | 0% | 70% | 30% | 0.42308 | 85% | 0% | 85% | 85% | 12000 | 24 |  | 13
26 SEER | 500 | 11.75 | 0 | 0% | 0% | 0% | 100% | 100% | 100% | 100% | 100% | 100% | 177.6923 |  | 12 | 0.46154 | 0.0025974 |  | 0% | 0% | 70% | 30% | 0.46154 | 85% | 0% | 85% | 85% | 12000 | 26 |  | 13
DHP heating per ton | (total incentive for heating and cooling)
8.5 HSPF | 250 | 9.875 | 0 | 0% | 0% | 0% | 100% | 100% | 100% | 100% | 100% | 100% | 136.4075 |  | 12 | 0.05165 | 0.00037864 |  | 30% | 70% | 0% | 0% | 0.05165 | 0% | 100% | 0% | 0% | 12000 |  | 8.5 |  | 8.2
9 HSPF | 250 | 9.875 | 0 | 0% | 0% | 0% | 100% | 100% | 100% | 100% | 100% | 100% | 343.5447 |  | 12 | 0.13008 | 0.00037864 |  | 30% | 70% | 0% | 0% | 0.13008 | 0% | 100% | 0% | 0% | 12000 |  | 9 |  | 8.2
9.5 HSPF | 250 | 9.875 | 0 | 0% | 0% | 0% | 100% | 100% | 100% | 100% | 100% | 100% | 528.878 |  | 12 | 0.20026 | 0.00037864 |  | 30% | 70% | 0% | 0% | 0.20026 | 0% | 100% | 0% | 0% | 12000 |  | 9.5 |  | 8.2
10 HSPF | 500 | 11.75 | 0 | 0% | 0% | 0% | 100% | 100% | 100% | 100% | 100% | 100% | 695.678 |  | 12 | 0.26341 | 0.00037864 |  | 30% | 70% | 0% | 0% | 0.26341 | 0% | 100% | 0% | 0% | 12000 |  | 10 |  | 8.2
10.5 HSPF | 500 | 11.75 | 0 | 0% | 0% | 0% | 100% | 100% | 100% | 100% | 100% | 100% | 846.5923 |  | 12 | 0.32056 | 0.00037864 |  | 30% | 70% | 0% | 0% | 0.32056 | 0% | 100% | 0% | 0% | 12000 |  | 10.5 |  | 8.2
11 HSPF | 500 | 11.75 | 0 | 0% | 0% | 0% | 100% | 100% | 100% | 100% | 100% | 100% | 983.7871 |  | 12 | 0.37251 | 0.00037864 |  | 30% | 70% | 0% | 0% | 0.37251 | 0% | 100% | 0% | 0% | 12000 |  | 11 |  | 8.2
11.5 HSPF | 500 | 11.75 | 0 | 0% | 0% | 0% | 100% | 100% | 100% | 100% | 100% | 100% | 1109.052 |  | 12 | 0.41994 | 0.00037864 |  | 30% | 70% | 0% | 0% | 0.41994 | 0% | 100% | 0% | 0% | 12000 |  | 11.5 |  | 8.2
12 HSPF | 500 | 11.75 | 0 | 0% | 0% | 0% | 100% | 100% | 100% | 100% | 100% | 100% | 1223.878 |  | 12 | 0.46341 | 0.00037864 |  | 30% | 70% | 0% | 0% | 0.46341 | 0% | 100% | 0% | 0% | 12000 |  | 12 |  | 8.2
WIFI T Stats
Heat Pumps (heating including DHPs) | 100 | 4.75 | 0 | 0% | 0% | 0% | 100% | 100% | 100% | 100% | 100% | 100% | 171.0853 |  | 12 | 0.06478 | 0.00037864 |  | 30% | 70% | 0% | 0% | 0.06478 | 0% | 100% | 0% | 0%
Cooling (CAC and heat pumps including DHPs) | 100 | 4.75 | 0 | 0% | 0% | 0% | 100% | 100% | 100% | 100% | 100% | 100% | 20.6478 |  | 12 | 0.053631 | 0.0025974 |  | 0% | 0% | 70% | 30% | 0.053631 | 85% | 0% | 85% | 85%
Heating (oil) | 100 | 4.75 | 0 | 0% | 0% | 0% | 100% | 100% | 100% | 100% | 100% | 100% | 6.6 MMBtu (per Tom) |  | 12
Heating (propane) | 100 | 4.75 | 0 | 0% | 0% | 0% | 100% | 100% | 100% | 100% | 100% | 100% | 6.6 MMBtu (per Tom) |  | 12
Heating (kerosene) | 100 | 4.75 | 0 | 0% | 0% | 0% | 100% | 100% | 100% | 100% | 100% | 100% | 6.6 MMBtu (per Tom) |  | 12
Heating (natural Gas) | 100 | 4.75 | 0 | 0% | 0% | 0% | 100% | 100% | 100% | 100% | 100% | 100% | 6.6 MMBtu (per Tom) |  | 12
Energy Star Televisions | 0 | 4.5 |  | 0% | 0% | 0% | 100% | 100% | 100% | 100% | 100% | 100% | 150 |  | 12
Energy Star Computer Monitors | 0 | 4.56 |  | 0% | 0% | 0% | 100% | 100% | 100% | 100% | 100% | 100% | 0 |  | 9
Energy Star Dishwashers | 0 | 4.5 |  | 0% | 0% | 0% | 100% | 100% | 100% | 100% | 100% | 100% | 13.69 |  | 10
Energy Star Freezers | 0 | 4.5 |  | 0% | 0% | 0% | 100% | 100% | 100% | 100% | 100% | 100% | 30.25 |  | 12
Note on L3: Author: 171 hours from RLW Eval for NEEP?? EPA uses 385 hours for Concord, NH TRB/Jack Schelling, 7-23-2014
Note on L10: Author: Per Energy Star HP Calculator on 8-9-2012, TRB. Size: 3 ton (36,000 BTUs) Standard: 13.0 SEER Energy Star: 15 SEER Annual Hours: 385 for NH Cooling 2,641 for Heating http://www.energystar.gov/index.cfm?fuseaction=find_a_product.showProductGroup&pgw_code=EP
Note on L11: Author: Per Energy Star HP Calculator on 8-9-2012, TRB. Size: 3 ton (36,000 BTUs) Standard: 13.0 SEER Energy Star: 15 SEER Annual Hours: 385 for NH Cooling 2,641 for Heating http://www.energystar.gov/index.cfm?fuseaction=find_a_product.showProductGroup&pgw_code=EP
Note on P48: Stephen P Waite: Compare assumptions to ES Appliances.
Note on P82: Stephen P Waite: Updated for 2012 KEMA Impact Evaluation.
Note on R87: Author: equals the max demand reduction divided by the annual kWh.
Note on D88: Author: from Kate Peters spreadsheet. Estimated based on incentives for fixtures. Note that in some cases, the customer cost was less than zero….assumed zero in those cases.
Note on D89: Author: from Kate Peters spreadsheet. Estimated based on incentives for fixtures. Note that in some cases, the customer cost was less than zero….assumed zero in those cases.
Note on D90: Author: from Kate Peters spreadsheet. Estimated based on incentives for fixtures. Note that in some cases, the customer cost was less than zero….assumed zero in those cases.
Note on D91: Author: from Kate Peters spreadsheet. Estimated based on incentives for fixtures. Note that in some cases, the customer cost was less than zero….assumed zero in those cases.
Note on D92: Author: from Kate Peters spreadsheet. Estimated based on incentives for fixtures. Note that in some cases, the customer cost was less than zero….assumed zero in those cases.
Note on D93: Author: from Kate Peters spreadsheet. Estimated based on incentives for fixtures. Note that in some cases, the customer cost was less than zero….assumed zero in those cases.
Note on D94: Author: from Kate Peters spreadsheet. Estimated based on incentives for fixtures. Note that in some cases, the customer cost was less than zero….assumed zero in those cases.
Note on D95: Author: from Kate Peters spreadsheet. Estimated based on incentives for fixtures. Note that in some cases, the customer cost was less than zero….assumed zero in those cases.
Note on D96: Author: from Kate Peters spreadsheet. Estimated based on incentives for fixtures. Note that in some cases, the customer cost was less than zero….assumed zero in those cases.
Note on D97: Author: from Kate Peters spreadsheet. Estimated based on incentives for fixtures. Note that in some cases, the customer cost was less than zero….assumed zero in those cases.
Note on D98: Author: from Kate Peters spreadsheet. Estimated based on incentives for fixtures. Note that in some cases, the customer cost was less than zero….assumed zero in those cases.
Note on D99: Author: from Kate Peters spreadsheet. Estimated based on incentives for fixtures. Note that in some cases, the customer cost was less than zero….assumed zero in those cases.
Note on D100: Author: from Kate Peters spreadsheet. Estimated based on incentives for fixtures. Note that in some cases, the customer cost was less than zero….assumed zero in those cases.
Note on D101: Author: from Kate Peters spreadsheet. Estimated based on incentives for fixtures. Note that in some cases, the customer cost was less than zero….assumed zero in those cases.
Note on D102: Author: from Kate Peters spreadsheet. Estimated based on incentives for fixtures. Note that in some cases, the customer cost was less than zero….assumed zero in those cases.
Note on D103: Author: from Kate Peters spreadsheet. Estimated based on incentives for fixtures. Note that in some cases, the customer cost was less than zero….assumed zero in those cases.
Note on D104: Author: from Kate Peters spreadsheet. Estimated based on incentives for fixtures. Note that in some cases, the customer cost was less than zero….assumed zero in those cases.
Note on N106: Author: Energy Star calculator, 8.3/2014 100-33 Watts, 16 hrs/day, 365 days/yr. Standby kWh = 2.9-1.8 A kWh
Note on B107: Author: Per Unit Cost by JACO. P/u and Recycling: $93.50 Customer Incentive: $30.00 Marketing by Jaco: $20.00 Jaco Admininstration: $5.00 $148.50 $123.50
Note on C107: Author: Per Unit Cost by JACO. P/u and Recycling: $93.50 Customer Incentive: $30.00 Marketing by Jaco: $20.00 Jaco Admininstration: $5.00 $148.50 $123.50
Note on N107: Author: For 2016, used Table ES-1 a. http://ma-eeac.org/wordpress/wp-content/uploads/Impact-Evaluation-Final-Report.pdf b. Using Ref=755 (was 835) and Freezer=658 (was 663) For 2015... Was 413 until MA Eval. (NMR Group, 2011, MA Turnin APpliance Pgm Eval,per Mary DOwnes) 1. ESAPP: 2nd ref/freezer pickup Common Assumptions revision: > Ref pick-up 835 kwh, (assume 50% replace it) Freezer pick-up 663 kwh, > Ref kW = 0.100 (835/8760), Freezer kW = 0.08 (663/8760), > Summer CF = 1.00, Winter CF = 0.92 (PSNH has refrigeration loadshape as 89.9% and will continue to use this number) > Lisa Glover, 9-5-2012:
Note on B108: Author: Per Unit Cost by JACO. P/u and Recycling: $93.50 Customer Incentive: $30.00 Marketing by Jaco: $20.00 Jaco Admininstration: $5.00 $148.50 $123.50
Note on C108: Author: Per Unit Cost by JACO. P/u and Recycling: $93.50 Customer Incentive: $30.00 Marketing by Jaco: $20.00 Jaco Admininstration: $5.00 $148.50 $123.50
Note on N108: Author: For 2016, used Table ES-1 a. http://ma-eeac.org/wordpress/wp-content/uploads/Impact-Evaluation-Final-Report.pdf b. Using Ref=755 (was 835) and Freezer=658 (was 663) For 2015, used Was 450 until MA Eval. 1. ESAPP: 2nd ref/freezer pickup Common Assumptions revision: > Ref pick-up 835 kwh, Freezer pick-up 663 kwh, > Ref kW = 0.100 (835/8760), Freezer kW = 0.08 (663/8760), > Summer CF = 1.00, Winter CF = 0.92 (PSNH has refrigeration loadshape as 89.9% and will continue to use this number) > Lisa Glover, 9-5-2012:
Note on N110: Author: See Lisa…MA TRM, 2013-2015 PLan, Page 116 See...http://www.efficientproducts.org/reports/smartplugstrip/Ecos-Smart-Plug-Strips-DRAFT-Jul2009-v2x.pdf see page 26. Page 26 says 79.0 A kWh savings for Home Entertainment System Page 37 says 38.4 A kWH savings for home Office Home Entertainment System Master/Control: LCD TV = 76.7 - 76.7 = 0.0 A kWh Savings Uncontrolled: HD-DVR = 307.0-307.0 = 0.0 A kWH Savings Controlled Outlet: Audio Receiver = 142.9-61.9 = 81.0 A kWh Savings Controlled Outlet: DVD Player = 13.2-6.4 = 6.8 A kWh Savings Total Savings = 87.8 - 8.8 SSkWh = 79 A kWh Savings SmartStrip Uses = 8.8 kWh Home Office Master/Control: Desktop COmputer = 255.2 - 255.2 = 0.0 A kWh Savings Uncontrolled: Modem = 60.4 - 60.4 = 0.0 A kWH Savings Controlled Outlet: LCD Monitor = 69.6-63.5 = 6.1 A kWh Savings Controlled Outlet: Speakers = 21.7-9.4 = 12.3 A kWh Savings Controlled Outlet: Multifunction device = 54.7-22.0=28.8 A kWh Savings Total Savings = 47.2 - 8.8 SSkWh = 38.4 A kWh Savings SmartStrip Uses = 8.8 kWh TRB 8-2-2014
Note on N114: Author: mass TRM
Note on T114: Author: from the mass screening model.
Note on A115: Author: based on the mass TRM
Note on N117: Author: Mass TRM
Note on Q117: Author: mass TRM
Note on N118: Author: used ratio from CT PSD with 75% factor
Note on D122: Author: from the 2016 PSNH screening model
Note on B129: Author: this incentive is the total incentive. It should be spread between cooling and heating.
Note on N173: Author: Source: Energy Star Appliance Calculator https://www.energystar.gov/sites/default/files/asset/.../appliance_calculator.xlsx TRB, 8-15-2016 Assumes top mounted freezer: Chest = 302-272=30 kWH Upright = 480-432=48 kWH Incremental Cost = $0

## Lookups-Assumptions (hidden)
Basic Lookups and Assumptions
| Fuel | Gas
| PA | Liberty Utilities Gas
| Period | Planned
Years
2017
2018
2019
| Real Discount Rate |  | 2.291% | Calculated
| Nominal Discount Rate |  | 3.5% | Changed to 3.5% based on June 2016 value. See "changes" sheet (#3)
| Inflation |  | 1.181% | Updated 7/13/16
Assumptions for Avoided Costs Tab
|  |  | 2017 | 2018 | 2019
| Tranmission Rate ($ per kW): |  | 19.496 | 18.98 | 18.98 | >> see exhibit C >>>
| Distribution Rate ($ per kW): |  | 79.009 | 76.872 | 76.872 | >> see exhibit C >>>
| Wholesale Risk Premium |  | 0% | (not used per Tom Belair)
| Distribution Losses |  | 6.9%
| Pcnt of Capacity Bid into FCM (%Bid) |  | 0%
Other Fuel Savings
Fuel Type in AESC
NG - Res All
NG - Res Hot Water
NG - Res Heating
NG - Res Non Heating
NG - C& I Gas Non Heating
NG - C&I Gas Heat
NG - C&I Gas All
|  | Fuel Oil - Residential Distillate |  | Weighted Average 2 and 4
Fuel Oil - Com Fuel
Kerosene
Propane (11)
Cord Wood
Pellet Wood
Res Water
C&I Water
End Use
Behavior
Custom Measures
Energy Star Homes
Envelope
Home Energy Services
Hot Water
HVAC
Lighting
Process
Refrigeration
Food Service
Compressed Air
Motors/Drives
Sectors
A - Residential
B - Low-Income
C - Commercial & Industrial
ELECTRIC Programs
| LOW INCOME | A: Home Energy Assistance
| RESIDENTIAL | B: Energy Star Homes
| RESIDENTIAL | C: Home Performance with Energy Star
| RESIDENTIAL | D: Energy Star Products
| RESIDENTIAL | E: Education
| RESIDENTIAL | G: Home Energy Reports
| RESIDENTIAL | H: Customer Engagement Platform
| RESIDENTIAL | K: ISO-NE Forward Capacity Market Expenses
| RESIDENTIAL | Z: Res Other 1
| RESIDENTIAL | Z: Res Other 2
| RESIDENTIAL | Z: Res Other 3
| RESIDENTIAL | Z: Res Other 4 | (can add additional if needed)
| C&I | A: Large Business Energy Solutions
| C&I | B: Small Business Energy Solutions
| C&I | C: Municipal Energy Solutions
| C&I | D: Smart Start
| C&I | E: C&I Customer Partnerships
| C&I | F: Energy Rewards RFP Program
| C&I | G: Customer Engagement Platform
| C&I | H: Education
| C&I | I: ISO Forward Capacity Market Expenses
| C&I | Z: CIM Other 1
| C&I | Z: CIM Other 2
| C&I | Z: CIM Other 3
| C&I | Z: CIM Other 4 | (can add additional if needed)
no programs added, just changed the nomenclature to be consistent.
| GAS Programs |  | note that the electric model will have to be modified (input sheet) in order to look up these names)
| LOW INCOME | A: Home Energy Assistance
| RESIDENTIAL | B: Energy Star Homes
| RESIDENTIAL | C: Home Performance with Energy Star
| RESIDENTIAL | D: Energy Star Products
| RESIDENTIAL | E: Res Education
| RESIDENTIAL | F: Res Gas Financing
| RESIDENTIAL | G: Home Energy Reports
| C&I | A: Large Business Energy Solutions
| C&I | B: Small Business Energy Solutions
| C&I | H: Educations
| C&I | J: C&I On Bill Financing
| C&I | L: Building Practices and Demo
Subprogram
| LOW INCOME | HEA (Weatherization)
| LOW INCOME | HEA (HVAC Systems)
| RESIDENTIAL | ES Homes
| RESIDENTIAL | HPwES (Weatherization)
| RESIDENTIAL | HPwES (HVAC Systems)
| RESIDENTIAL | non-HPwES (Multi-Family WXn)
| RESIDENTIAL | HPwES 3rd Party Financing (Loan buy-down)
| RESIDENTIAL | ES Lighting
| RESIDENTIAL | ES Appliances (White Goods)
| RESIDENTIAL | ES Appliances (HVAC Systems)
| RESIDENTIAL | ES Products 3rd Party Financing (Loan buy-down)
| RESIDENTIAL | US: Home Energy Reports
| RESIDENTIAL | US: CEP
| RESIDENTIAL | Res FCM Expenses
| RESIDENTIAL | Building Practices and Demo
| RESIDENTIAL | US: Res Other 1
| RESIDENTIAL | US: Res Other 2
| RESIDENTIAL | US: Res Other 3
| RESIDENTIAL | US: Res Other 4 | (can add additional if needed)
RESIDENTIAL
| C&I | LCI (All)
| C&I | LCI (Retrofit)
| C&I | LCI (New Equipment and Construction)
| C&I | CLI (New Equipment)
| C&I | SCI (All)
| C&I | SCI (Direct Install)
| C&I | SCI (Retrofit)
| C&I | SCI (New Equipment and Construction)
| C&I | Muni (All)
| C&I | Muni (Direct Install)
| C&I | Muni (Retrofit)
| C&I | Muni (New Equipment and Construction)
| C&I | Muni (Weatherization)
| C&I | Muni (HVAC Systems)
| C&I | US: Smart Start
| C&I | US: Partnerships
| C&I | US: RFP
| C&I | US: CEP
| C&I | Education
| C&I | CI FCM Expenses
| C&I | US: CIM Other 1
| C&I | US: CIM Other 2
| C&I | US: CIM Other 3 | (can add additional if needed)
| C&I | US: CIM Other 4
C&I
| 2014 Kwh Sales | 0 | (need to enter, used in the Att G Cost Effective Report to calculate percent of sales savings (based on 2014 sales)
kWh Sales (2014)
|  | Eversource Energy | 7886054000
|  | Unitil Energy Systems Inc | 1225254000
|  | Liberty Utilities Gas | 910825000
|  | New Hampshire Electric Cooperative Inc | 760840000
CI Cooling
CI Generic Large
CI Generic Small
CI Heating
CI Lighting
CI Lighting LED
CI Lighting OS
CI Other
CI Parking Lot Lights
CI Process
CI Refrigeration
CI Water Heating
CI zZero Load Shape
Res Cooling
Res Generic
Res Lighting
Res Lighting Markdown
Res Lighting Outdoor
Res Refrigeration
Res Shell (Heat & Cool)
Res Space Heating
Res Water Heating
Res zCentral Central AC
Res zCFLs
Res zClotheswashers
Res zDishwashers
Res zLight Fixtures
Res zLow Income Lighting
Res zMini Split HP (Lost Opportunity)
Res zMini Split HP/AC (Retrofit)
Res zRoom AC
Res zSmartStrips
Res zWindows
Res zZero Load Shape
Other 1
Other 2
Other 3
Mass Load Shapes (May be used??)
Non-Electric Measures
Residential Laundry (Clothes Washer)
Res Single Family Electric Heating Heat Pump
Res Single Family Electric Heating
Res Single Family Electric Lighting- Indoor
Res Single Family Electric Lighting- Outdoor
Res Single Family Electric Plug Load New
Res Single Family Electric Refrigeration
Res Single Family Electric Water Heat
Res Single Family Natural Gas Water Heat
Res Single Family Natural Gas Heating
Residential Electric Cooling - Central AC
Res Multi Family Electric Heating (UNIT_CENTRAL_HEAT) Normal
Res Multi Family Electric Water Heat (UNIT_WATER_HEAT) Normal
Res Multi Family Electric Cooling (UNIT_CENTRAL_AC) Mild
Res Multi Family Electric Heating (UNIT_CENTRAL_HEAT) Mild
Res Multi Family Electric Cooling (UNIT_CENTRAL_AC) Xtreme
Res Multi Family Electric Heating (UNIT_CENTRAL_HEAT) Xtreme
Residential Electric Cooling - Room AC
Res Multi Family Electric Cooling (UNIT_ROOM_AC) Mild
Res Multi Family Electric Cooling (UNIT_ROOM_AC) Xtreme
Res Multi Family Electric Cooling (HEAT_PUMP_COOL) Normal
Res Multi Family Electric Heating (HEAT_PUMP_HEAT) Normal
Res Multi Family Electric Cooling (BUILDING_AC) Normal
Res Multi Family Electric Heating (BUILDING_FURNACE) Normal
Res Multi Family Electric Water Heat (BUILDING_WATER_HEAT) Normal
Res Multi Family Electric Water Heat (CLOTHES_WASHER) Normal
Res Multi Family Electric Cooking (COOKING) Normal
Res Multi Family Natural Gas Cooking (COOKING) Normal
Res Multi Family Electric Water Heat (DISHWASHER) Normal
Res Multi Family Electric Plug Load (DRYER) Normal
Res Multi Family Electric Refrigeration (FREEZER) Normal
Res Multi Family Electric Lighting - Indoor (LIGHTING) Normal
Res Multi Family Electric Lighting - Outdoor (LIGHTING) Normal
Res Multi Family Electric Whole House (MISCELLANEOUS) Normal
Res Multi Family Natural Gas Whole House (MISCELLANEOUS) Normal
Res Multi Family Electric Refrigeration (REFRIGERATOR) Normal
Res Multi Family Electric Whole House (SPA) Normal
Res Multi Family Electric Plug Load (TELEVISION) Normal
Res Multi Family Electric Cooling (HEAT_PUMP_COOL) Mild
Res Multi Family Electric Heating (HEAT_PUMP_HEAT) Mild
Res Multi Family Electric Cooling (HEAT_PUMP_COOL) Xtreme
Res Multi Family Electric Heating (HEAT_PUMP_HEAT) Xtreme
Res Multi Family Electric Heating (UNIT_ROOM_HEAT) Normal
Res Multi Family Electric Heating (UNIT_ROOM_HEAT) Mild
Res Multi Family Electric Heating (UNIT_ROOM_HEAT) Xtreme
Res Multi Family Natural Gas Heating (UNIT_CENTRAL_HEAT) Normal
Res Multi Family Natural Gas Heating (UNIT_CENTRAL_HEAT) Mild
Res Multi Family Electric Cooling (BUILDING_AC) Mild
Res Multi Family Electric Heating (BUILDING_FURNACE) Mild
Res Multi Family Natural Gas Heating (UNIT_CENTRAL_HEAT) Xtreme
Res Multi Family Natural Gas Heating (UNIT_ROOM_HEAT) Normal
Res Multi Family Natural Gas Heating (UNIT_ROOM_HEAT) Mild
Res Multi Family Natural Gas Heating (UNIT_ROOM_HEAT) Xtreme
Res Multi Family Electric Cooling (BUILDING_AC) Xtreme
Res Multi Family Electric Heating (BUILDING_FURNACE) Xtreme
Res Multi Family Natural Gas Heating (BUILDING_FURNACE) Normal
Res Multi Family Electric Cooling (VENTILATION_AND_CIRCULATION) Normal
Res Multi Family Electric Heating (VENTILATION_AND_CIRCULATION) Normal
Res Multi Family Natural Gas Heating (BUILDING_FURNACE) Mild
Res Multi Family Electric Cooling (VENTILATION_AND_CIRCULATION) Mild
Res Multi Family Electric Heating (VENTILATION_AND_CIRCULATION) Mild
Res Multi Family Natural Gas Heating (BUILDING_FURNACE) Xtreme
Res Multi Family Electric Cooling (VENTILATION_AND_CIRCULATION) Xtreme
Res Multi Family Electric Heating (VENTILATION_AND_CIRCULATION) Xtreme
Res Multi Family Natural Gas Heating (BUILDING_BOILER) Normal
Res Multi Family Natural Gas Heating (BUILDING_BOILER) Mild
Res Multi Family Natural Gas Heating (BUILDING_BOILER) Xtreme
Res Single Family Combo Cooling and Heating
Res Electric Lighting- Indoor (Efficient Lighting) -NMR
Res Electric Lighting- Indoor (All Bulb) - NMR
Res Electric Lighting- Outdoor (Efficient Lighting) - NMR
Res Electric Lighting- Outdoor (All Bulb) - NMR
Res Single Family Furnace Fan
Res Single Family Combo Cooling and Furnace Fan for HES (gas ht)
Res Single Family Combo Cooling and Furnace Fan for LI SF (gas ht)
Res Single Family Combo Cooling and Furnace Fan for HES (oil ht)
Res Single Family Combo Cooling and Furnace Fan for LI SF (oil ht)
Note on E19: Joseph R Swift: added loss multipliers of 1.012 to these per Steve Waite.
Note on E20: Joseph R Swift: added loss multipliers of 1.012 to these per Steve Waite.
Note on E22: Brandy A Chambers: I updated these on the call, they should be close enough for the PAs to start planning with. If we need to change further after Steve's analysis, we can do so.
Note on C65: Joseph R Swift: these are lookup tables that are used on the input sheet.
Note on C93: Joseph R Swift: these are lookup tables that are used on the input sheet.
Note on C107: Joseph R Swift: these are lookup tables that are used on the input sheet.

## NEI Lookups (hidden)
Sector | Initiative | Measure | Category | Annual per Unit | One time per Unit | Annual per kWh | One time per KWh | Annual per Therm | One time per Therm | Measure ID Lookups

## Small Business (3) (hidden)
Program Year | 2015 |  | (Small Business Only - NO MUNI)
Sector | SmallBusiness
Row Labels | Count of account | Sum of incentive | Sum of proj_cost | Sum of kwh | Sum of life_kwh | Sum of maxkw | Cost per kwh | Cost per lifetime kwh | Cost per kW
SCI-DI | 129 | 807212.8 | 1616755 | 2258719 | 28971955 | 654.837 | 0.35738 | 0.027862 | 1232.6927
Ext. Ltg. | 13 | 109150.72 | 218301 | 320088 | 4050076 | 73.563 | 0.341 | 0.02695 | 1483.772
Lighting | 113 | 684809.58 | 1371949 | 1890028 | 24272557 | 575.727 | 0.36233 | 0.028213 | 1189.4693
Refrigeration | 3 | 13252.5 | 26505 | 48603 | 649322 | 5.547 | 0.27267 | 0.02041 | 2389.1293
SCI-NEW | 108 | 464659.81 | 619142 | 2587525 | 38302227 | 597.931 | 0.17958 | 0.012131 | 777.1128
Cooling | 21 | 29466.6 | 39291 | 214415 | 3216225 | 90.014 | 0.13743 | 0.0091619 | 327.3557
Custom | 6 | 65344.93 | 87126 | 112383 | 1685745 | 20.719 | 0.58145 | 0.038763 | 3153.8651
Heating | 1 | 1480 | 1973 | 4609 | 69135 | 1.773 | 0.32111 | 0.021407 | 834.7434
Lighting | 58 | 229310 | 305816 | 1819560 | 26788680 | 396.107 | 0.12602 | 0.00856 | 578.9092
Motors | 5 | 11050 | 14734 | 159292 | 2389380 | 20.987 | 0.069369 | 0.0046246 | 526.5164
Process | 16 | 126433.28 | 168102 | 263973 | 3953667 | 66.756 | 0.47896 | 0.031979 | 1893.9613
Refrigeration | 1 | 1575 | 2100 | 13293 | 199395 | 1.575 | 0.11848 | 0.0078989 | 1000
SCI-RET | 290 | 1204736.96 | 4467723 | 8727961 | 113915691 | 1928.955 | 0.13803 | 0.010576 | 624.5542
Cooling | 10 | 41131.6 | 87940 | 240165 | 2460099 | 40.642 | 0.17126 | 0.016719 | 1012.0467
Custom | 18 | 95422.16 | 249465 | 475074 | 6377178 | 85.277 | 0.20086 | 0.014963 | 1118.9671
DHW | 15 | 8000 | 16010 | 26625 | 266250 | 0.533 | 0.30047 | 0.030047 | 15009.3809
Ext. Ltg. | 28 | 189663.16 | 743473 | 1394310 | 18229726 | 308.539 | 0.13603 | 0.010404 | 614.7137
Lighting | 185 | 679977.01 | 2919393 | 5534790 | 72059604 | 1279.802 | 0.12286 | 0.0094363 | 531.3142
Motors | 9 | 4810 | 13532 | 30351 | 343224 | 3.631 | 0.15848 | 0.014014 | 1324.7039
Process | 23 | 175387.88 | 408352 | 916359 | 12532697 | 197.47 | 0.1914 | 0.013994 | 888.1748
Refrigeration | 2 | 10345.15 | 29558 | 110287 | 1646913 | 13.061 | 0.093802 | 0.0062815 | 792.0642
Grand Total | 527 | 2476609.57 | 6703620 | 13574205 | 181189873 | 3181.723 | 0.18245 | 0.013669 | 778.3863
Direct install
|  | Project Multiplier | # of Projects | Cost Adjstment | Incentive | Cost | Savings Multiplier | Annual kWh | Lifetime kWh | Max kW | Cost per kwh | Cost per lifetime kwh | Cost per kW | Measure Life
| Ext. Ltg. | 88.47% | 11.5014 | 105% | 8816.0197 | 17632.0038 | 100% | 24622.1538 | 311544.3077 | 5.6587 | 0.35805 | 0.028298 | 1557.9606 | 12.653
| Lighting | 88.47% | 99.9733 | 105% | 6363.2749 | 12748.1987 | 100% | 16725.9115 | 214801.3894 | 5.0949 | 0.38044 | 0.029624 | 1248.9427 | 12.8424
| Refrigeration | 88.47% | 2.6542 | 105% | 4638.375 | 9276.75 | 100% | 16201 | 216440.6667 | 1.849 | 0.2863 | 0.02143 | 2508.5857 | 13.3597
|  |  | 114.1289 |  | 749865 | 1501893.9096 |  | 1998333.4104 | 25632062.0855 | 579.3473 | 0.37525 | 0.029255 | 1294.3274
749864.9534
New
| Cooling | 109.8% | 23.0542 | 105% | 1473.33 | 1964.55 | 100% | 10210.2381 | 153153.5714 | 4.2864 | 0.1443 | 0.00962 | 343.7235 | 15
| Custom | 109.8% | 6.5869 | 105% | 11435.3628 | 15247.05 | 100% | 18730.5 | 280957.5 | 3.4532 | 0.61052 | 0.040701 | 3311.5583 | 15
| Heating | 109.8% | 1.0978 | 105% | 1554 | 2071.65 | 100% | 4609 | 69135 | 1.773 | 0.33717 | 0.022478 | 876.4805 | 15
| Lighting | 109.8% | 63.6735 | 105% | 4151.3017 | 5536.3241 | 100% | 31371.7241 | 461873.7931 | 6.8294 | 0.13233 | 0.008988 | 607.8547 | 14.7226
| Motors | 109.8% | 5.4891 | 105% | 2320.5 | 3094.14 | 100% | 31858.4 | 477876 | 4.1974 | 0.072838 | 0.0048559 | 552.8422 | 15
| Process | 109.8% | 17.5651 | 105% | 8297.184 | 11031.6938 | 100% | 16498.3125 | 247104.1875 | 4.1723 | 0.50291 | 0.033578 | 1988.6594 | 14.9775
| Refrigeration | 109.8% | 1.0978 | 105% | 1653.75 | 2205 | 100% | 13293 | 199395 | 1.575 | 0.12441 | 0.0082938 | 1050 | 15
[5 empty] | 535618 | 713691.162 |  | 2840634.1804 | 42048913.6143 | 656.42 | 0.18856 | 0.012738 | 815.9684
535617.8239
Retrofit
| Cooling | 67.75% | 6.7748 | 105% | 4318.818 | 9233.7 | 100% | 24016.5 | 246009.9 | 4.0642 | 0.17983 | 0.017555 | 1062.649 | 10.2434
| Custom | 67.75% | 12.1946 | 105% | 5566.2927 | 14552.125 | 100% | 26393 | 354287.6667 | 4.7376 | 0.2109 | 0.015711 | 1174.9155 | 13.4235
| DHW | 67.75% | 10.1621 | 105% | 560 | 1120.7 | 100% | 1775 | 17750 | 0.035533 | 0.31549 | 0.031549 | 15759.8499 | 10
| Ext. Ltg. | 67.75% | 18.9693 | 105% | 7112.3685 | 27880.2375 | 100% | 49796.7857 | 651061.6429 | 11.0192 | 0.14283 | 0.010924 | 645.4494 | 13.0744
| Lighting | 67.75% | 125.333 | 105% | 3859.329 | 16569.5278 | 100% | 29917.7838 | 389511.373 | 6.9178 | 0.129 | 0.0099081 | 557.8799 | 13.0194
| Motors | 67.75% | 6.0973 | 105% | 561.1667 | 1578.7333 | 100% | 3372.3333 | 38136 | 0.40344 | 0.1664 | 0.014715 | 1390.9391 | 11.3085
| Process | 67.75% | 15.5819 | 105% | 8006.838 | 18642.1565 | 100% | 39841.6957 | 544899.8696 | 8.5857 | 0.20097 | 0.014694 | 932.5836 | 13.6766
| Refrigeration | 67.75% | 1.355 | 105% | 5431.2037 | 15517.95 | 100% | 55143.5 | 823456.5 | 6.5305 | 0.098492 | 0.0065956 | 831.6674 | 14.933
[5 empty] | 856989 | 3178112.3956 |  | 5912981.3773 | 77175111.0553 | 1306.8201 | 0.14493 | 0.011104 | 655.7819
856988.5182
| TOTAL |  | 429.1613 |  | 2142472 | 5393697.4673 |  | 10751948.968 | 144856086.7551 | 2542.5874 | 0.19926 | 0.01479 | 842.6346
|  | B: Small Business Energy Solutions | SCI (All) | 528707.1279
|  | B: Small Business Energy Solutions | SCI (Direct Install) | 564817.4586 | 35% | 749864.9534
|  | B: Small Business Energy Solutions | SCI (Retrofit) | 645505.667 | 40% | 856988.5182
|  | B: Small Business Energy Solutions | SCI (New Equipment & Construction) | 403441.0419 | 25% | 535617.8239

## Demand Lookups (hidden)
NH UPDATE |  | Total Energy % |  |  |  | Demand Factor
|  | Winter | Winter | Summer | Summer | Winter | Summer | Max | Summer CF | Winter CF
|  | OnPeak | OffPeak | OnPeak | OffPeak | Demand Factor | Demand Factor | Demand Factor |  |  | Source (to be filled in) | (NEED TO Additional Documentation later, JS)
CI Cooling | CI Cooling | 0% | 0% | 48% | 52% |  |  | 0.00034332 | 34.21% | 0%
CI Generic Large | CI Generic Large | 23% | 36% | 19% | 22% |  |  | 0 | 100% | 82%
CI Generic Small | CI Generic Small | 31% | 36% | 15% | 18% |  |  | 0 | 100% | 75%
CI Heating | CI Heating | 30% | 70% | 0% | 0% |  |  | 0.00024455 | 0% | 100%
CI Lighting | CI Lighting | 37% | 29% | 19% | 15% |  |  | 0.00021516 | 84.8% | 48.4%
CI Lighting LED | CI Lighting LED | 37% | 29% | 19% | 15% |  |  | 0.00021516 | 84.8% | 48.4%
CI Lighting OS | CI Lighting OS | 37% | 29% | 19% | 15% |  |  | 1e-05 | 40.3% | 13.8%
CI Other | CI Other | 25.76% | 40.82% | 12.93% | 20.49% |  |  | 0.000144 |  |  | User defined CF's
CI Parking Lot Lights | CI Parking Lot Lights | 31.25% | 40.97% | 10.42% | 17.36% |  |  | 1e-05 | 0% | 80%
CI Process | CI Process | 33% | 35.8% | 15.6% | 15.6% |  |  | 0.00011644 | 73.8% | 57.9%
CI Refrigeration | CI Refrigeration | 25.3% | 41.28% | 12.7% | 20.72% |  |  | 0.000151
CI Water Heating | CI Water Heating | 29.78% | 42.86% | 11.22% | 16.14% |  |  | 0.000257
CI zZero Load Shape | CI zZero Load Shape | 0% | 0% | 0% | 0% |  |  | 0 | 0% | 0%
Res Cooling | Res Cooling | 0% | 0% | 70% | 30% |  |  | 0.00040032 | 24% | 0%
Res Generic | Res Generic | 27% | 40% | 13% | 20% |  |  | 0 | 100% | 92%
Res Lighting | Res Lighting | 27% | 40% | 13% | 20% |  |  | 0.00034332 | 7.6% | 22.7%
Res Lighting Markdown | Res Lighting Markdown | 27% | 40% | 13% | 20% |  |  | 0 | 10.8% | 22%
Res Lighting Outdoor | Res Lighting Outdoor | [9 empty] | Need this? Currently not using since all lights are considered "general".
Res Refrigeration | Res Refrigeration | 27% | 40% | 13% | 20% |  |  | 0.00034332 | 100% | 89.9%
Res Shell (Heat & Cool) | Res Shell (Heat & Cool) | 27% | 40% | 13% | 20% |  |  | 0.000337 | 72% | 28%
Res Space Heating | Res Space Heating | 30% | 70% | 0% | 0% |  |  | 0.00027778 | 0% | 100%
Res Water Heating | Res Water Heating | 27% | 40% | 13% | 20% |  |  | 0.000152 | 74.6% | 100%
Res zCentral Central AC | Res zCentral Central AC | 0% | 0% | 70% | 30% |  |  | 0.001668 | 85% | 0%
Res zCFLs | Res zCFLs | 27% | 40% | 13% | 20% |  |  | 0.00034332 | 7.6% | 22.7%
Res zClotheswashers | Res zClotheswashers | 27% | 40% | 13% | 20% |  |  | 0.000152 | 89% | 100%
Res zDishwashers | Res zDishwashers | 27% | 40% | 13% | 20% |  |  | 0.000152 | 74.6% | 100%
Res zLight Fixtures | Res zLight Fixtures | 27% | 40% | 13% | 20% |  |  | 0.00034332 | 7.6% | 22.7%
Res zLow Income Lighting | Res zLow Income Lighting | 27% | 40% | 13% | 20% |  |  | 0 | 35% | 100%
Res zMini Split HP (Lost Opportunity) | Res zMini Split HP (Lost Opportunity) | 62.07% | 20.69% | 12.07% | 5.172% |  |  | 0.000337 | 66.88% | 50%
Res zMini Split HP/AC (Retrofit) | Res zMini Split HP/AC (Retrofit) | 0% | 0% | 70% | 30% |  |  | 0.001668 | 85% | 0%
Res zRoom AC | Res zRoom AC | 0% | 0% | 70% | 30% |  |  | 0.00034332 | 14.3% | 0%
Res zSmartStrips | Res zSmartStrips | 27% | 40% | 13% | 20% |  |  | 0.00034332 | 35% | 100%
Res zWindows | Res zWindows | 27% | 40% | 13% | 20% |  |  | 0 | 70% | 30%
Res zZero Load Shape | Res zZero Load Shape | 0% | 0% | 0% | 0% |  |  | 0 | 0% | 0%
Other 1 | Other 1 | [9 empty] | User defined if needed
Other 2 | Other 2 | [9 empty] | User defined if needed
Other 3 | Other 3 | [9 empty] | User defined if needed
Mass Load Shapes (May be used??)
zMA_LS_0 | Non-Electric Measures | 0% | 0% | 0% | 0% |  |  | 0 | 0% | 0%
zMA_LS_1 | Residential Laundry (Clothes Washer) | 35.3% | 31.27% | 17.34% | 16.08% | 0.00013724 | 0.00015244 | 0.00015244 | 100% | 90.03%
zMA_LS_2 | Res Single Family Electric Heating Heat Pump | 33.62% | 52.46% | 8.784% | 5.135% | 0.00055912 | 0.00018075 | 0.00055912 | 59% | 100%
zMA_LS_3 | Res Single Family Electric Heating | 37.81% | 61.53% | 0.174% | 0.4882% | 0.00053381 | 1.8658e-06 | 0.00053381 | 0.3495% | 100%
zMA_LS_4 | Res Single Family Electric Lighting- Indoor | 36.32% | 35.55% | 12.9% | 15.23% | 0.00030156 | 5.129e-05 | 0.00030156 | 17.01% | 100%
zMA_LS_5 | Res Single Family Electric Lighting- Outdoor | 19.62% | 53.89% | 6.134% | 20.36% | 0.00030653 | 0 | 0.00030653 | 0% | 100%
zMA_LS_6 | Res Single Family Electric Plug Load New | 35.87% | 32.54% | 15.74% | 15.85% | 0.0002137 | 0.00015602 | 0.0002137 | 73.01% | 100%
zMA_LS_7 | Res Single Family Electric Refrigeration | 30.38% | 34.48% | 16.13% | 19% | 0.0001149 | 0.00012353 | 0.00012353 | 100% | 93.02%
zMA_LS_8 | Res Single Family Electric Water Heat | 35.84% | 30.76% | 17.26% | 16.14% | 0.00013834 | 0.00014691 | 0.00014691 | 100% | 94.17%
zMA_LS_9 | Res Single Family Natural Gas Water Heat | 37.09% | 29.54% | 18.08% | 15.28% | 0.01026 | 0.030661 | 0.030661 | 100% | 33.46%
zMA_LS_10 | Res Single Family Natural Gas Heating | 45.1% | 54.33% | 0.1664% | 0.4098% | 0.026738 | 3.5083e-05 | 0.026738 | 0.1312% | 100%
zMA_LS_11 | Residential Electric Cooling - Central AC | 0.8958% | 4.117% | 53.82% | 41.17% | 0 | 0.002223 | 0.002223 | 100% | 0%
zMA_LS_12 | Res Multi Family Electric Heating (UNIT_CENTRAL_HEAT) Normal | 48.74% | 48% | 1.285% | 1.972% | 0.00049735 | 6.582e-06 | 0.00049735 | 1.323% | 100%
zMA_LS_13 | Res Multi Family Electric Water Heat (UNIT_WATER_HEAT) Normal | 39.89% | 32.98% | 14.54% | 12.58% | 0.00016925 | 9.8875e-05 | 0.00016925 | 58.42% | 100%
zMA_LS_14 | Res Multi Family Electric Cooling (UNIT_CENTRAL_AC) Mild | 1.459% | 7.508% | 58.43% | 32.61% | 0 | 0.0034289 | 0.0034289 | 100% | 0%
zMA_LS_15 | Res Multi Family Electric Heating (UNIT_CENTRAL_HEAT) Mild | 48.33% | 45.83% | 2.469% | 3.367% | 0.00049059 | 1.3773e-05 | 0.00049059 | 2.808% | 100%
zMA_LS_16 | Res Multi Family Electric Cooling (UNIT_CENTRAL_AC) Xtreme | 0.6349% | 2.566% | 55.27% | 41.53% | 0 | 0.0019429 | 0.0019429 | 100% | 0%
zMA_LS_17 | Res Multi Family Electric Heating (UNIT_CENTRAL_HEAT) Xtreme | 49.04% | 49.02% | 0.6988% | 1.245% | 0.00050611 | 0 | 0.00050611 | 0% | 100%
zMA_LS_18 | Residential Electric Cooling - Room AC | 1.105% | 4.678% | 60.17% | 34.05% | 0 | 0.0028511 | 0.0028511 | 100% | 0%
zMA_LS_19 | Res Multi Family Electric Cooling (UNIT_ROOM_AC) Mild | 1.665% | 7.878% | 61.14% | 29.32% | 0 | 0.004312 | 0.004312 | 100% | 0%
zMA_LS_20 | Res Multi Family Electric Cooling (UNIT_ROOM_AC) Xtreme | 0.7368% | 2.765% | 59.6% | 36.9% | 0 | 0.0022845 | 0.0022845 | 100% | 0%
zMA_LS_21 | Res Multi Family Electric Cooling (HEAT_PUMP_COOL) Normal | 0.367% | 3.15% | 56.08% | 40.41% | 0 | 0.0025068 | 0.0025068 | 100% | 0%
zMA_LS_22 | Res Multi Family Electric Heating (HEAT_PUMP_HEAT) Normal | 40.77% | 55.14% | 1.347% | 2.739% | 0.0011755 | 1.3867e-05 | 0.0011755 | 1.18% | 100%
zMA_LS_23 | Res Multi Family Electric Cooling (BUILDING_AC) Normal | 0.8947% | 4.258% | 52.71% | 42.13% | 0 | 0.0020661 | 0.0020661 | 100% | 0%
zMA_LS_24 | Res Multi Family Electric Heating (BUILDING_FURNACE) Normal | 49.7% | 47.33% | 1.19% | 1.781% | 0.00051732 | 3.6992e-06 | 0.00051732 | 1.28% | 100%
zMA_LS_25 | Res Multi Family Electric Water Heat (BUILDING_WATER_HEAT) Normal | 39.89% | 32.98% | 14.54% | 12.58% | 0.00016925 | 9.8875e-05 | 0.00016925 | 58.42% | 100%
zMA_LS_26 | Res Multi Family Electric Water Heat (CLOTHES_WASHER) Normal | 41.02% | 29.55% | 16.67% | 12.76% | 0.00014794 | 0.00011907 | 0.00014794 | 80.49% | 100%
zMA_LS_27 | Res Multi Family Electric Cooking (COOKING) Normal | 41.95% | 28.55% | 17.54% | 11.96% | 0.00042892 | 0.00029502 | 0.00042892 | 68.78% | 100%
zMA_LS_28 | Res Multi Family Natural Gas Cooking (COOKING) Normal | 41.95% | 28.55% | 17.54% | 11.96% | 0.032923 | 0.037961 | 0.037961 | 100% | 86.73%
zMA_LS_29 | Res Multi Family Electric Water Heat (DISHWASHER) Normal | 41.21% | 28.5% | 17.37% | 12.91% | 0.00026163 | 0.00012216 | 0.00026163 | 46.69% | 100%
zMA_LS_30 | Res Multi Family Electric Plug Load (DRYER) Normal | 41.09% | 28.92% | 17.09% | 12.89% | 0.00018214 | 0.00013477 | 0.00018214 | 74% | 100%
zMA_LS_31 | Res Multi Family Electric Refrigeration (FREEZER) Normal | 29.04% | 33.3% | 17.12% | 20.54% | 0.00010272 | 0.00014078 | 0.00014078 | 100% | 72.97%
zMA_LS_32 | Res Multi Family Electric Lighting - Indoor (LIGHTING) Normal | 36.32% | 35.55% | 12.9% | 15.23% | 0.00030156 | 5.129e-05 | 0.00030156 | 17.01% | 100%
zMA_LS_33 | Res Multi Family Electric Lighting - Outdoor (LIGHTING) Normal | 19.62% | 53.89% | 6.134% | 20.36% | 0.00030653 | 0 | 0.00030653 | 0% | 100%
zMA_LS_34 | Res Multi Family Electric Whole House (MISCELLANEOUS) Normal | 31.14% | 35.41% | 15.3% | 18.15% | 0.00012631 | 0.00011666 | 0.00012631 | 92.36% | 100%
zMA_LS_35 | Res Multi Family Natural Gas Whole House (MISCELLANEOUS) Normal | 31.14% | 35.41% | 15.3% | 18.15% | 0.010301 | 0.028034 | 0.028034 | 100% | 36.74%
zMA_LS_36 | Res Multi Family Electric Refrigeration (REFRIGERATOR) Normal | 28.89% | 34.34% | 16.42% | 20.35% | 0.00010984 | 0.0001272 | 0.0001272 | 100% | 86.35%
zMA_LS_37 | Res Multi Family Electric Whole House (SPA) Normal | 34.67% | 31.84% | 17.03% | 16.45% | 0.00025184 | 0.00021497 | 0.00025184 | 85.36% | 100%
zMA_LS_38 | Res Multi Family Electric Plug Load (TELEVISION) Normal | 34.02% | 33.4% | 16.06% | 16.52% | 0.00019578 | 0.0001503 | 0.00019578 | 76.77% | 100%
zMA_LS_39 | Res Multi Family Electric Cooling (HEAT_PUMP_COOL) Mild | 0.6977% | 6.33% | 63.29% | 29.69% | 0 | 0.0040656 | 0.0040656 | 100% | 0%
zMA_LS_40 | Res Multi Family Electric Heating (HEAT_PUMP_HEAT) Mild | 43.19% | 48.99% | 2.719% | 5.097% | 0.0014177 | 2.5809e-05 | 0.0014177 | 1.82% | 100%
zMA_LS_41 | Res Multi Family Electric Cooling (HEAT_PUMP_COOL) Xtreme | 0.2035% | 1.763% | 56.99% | 41.04% | 0 | 0.0021174 | 0.0021174 | 100% | 0%
zMA_LS_42 | Res Multi Family Electric Heating (HEAT_PUMP_HEAT) Xtreme | 43.24% | 54.45% | 0.7168% | 1.601% | 0.00094255 | 7.0381e-06 | 0.00094255 | 0.7467% | 100%
zMA_LS_43 | Res Multi Family Electric Heating (UNIT_ROOM_HEAT) Normal | 48.75% | 47.94% | 1.308% | 1.999% | 0.00049996 | 5.416e-06 | 0.00049996 | 1.083% | 100%
zMA_LS_44 | Res Multi Family Electric Heating (UNIT_ROOM_HEAT) Mild | 48.4% | 45.83% | 2.431% | 3.335% | 0.00049386 | 1.24e-05 | 0.00049386 | 2.511% | 100%
zMA_LS_45 | Res Multi Family Electric Heating (UNIT_ROOM_HEAT) Xtreme | 49.05% | 48.94% | 0.7386% | 1.278% | 0.00050886 | 1.6198e-06 | 0.00050886 | 0.3183% | 100%
zMA_LS_46 | Res Multi Family Natural Gas Heating (UNIT_CENTRAL_HEAT) Normal | 48.61% | 47.79% | 1.444% | 2.157% | 0.019608 | 2.8277e-05 | 0.019608 | 0.1442% | 100%
zMA_LS_47 | Res Multi Family Natural Gas Heating (UNIT_CENTRAL_HEAT) Mild | 48.18% | 45.64% | 2.643% | 3.538% | 0.018047 | 0.00013983 | 0.018047 | 0.7748% | 100%
zMA_LS_48 | Res Multi Family Electric Cooling (BUILDING_AC) Mild | 1.48% | 7.662% | 57.73% | 33.13% | 0 | 0.0031688 | 0.0031688 | 100% | 0%
zMA_LS_49 | Res Multi Family Electric Heating (BUILDING_FURNACE) Mild | 49.64% | 45.11% | 2.269% | 2.981% | 0.00051536 | 1.0897e-05 | 0.00051536 | 2.115% | 100%
zMA_LS_50 | Res Multi Family Natural Gas Heating (UNIT_CENTRAL_HEAT) Xtreme | 48.95% | 48.84% | 0.8214% | 1.388% | 0.020958 | 4.5102e-06 | 0.020958 | 0.02152% | 100%
zMA_LS_51 | Res Multi Family Natural Gas Heating (UNIT_ROOM_HEAT) Normal | 48.56% | 47.8% | 1.458% | 2.182% | 0.019563 | 2.2364e-05 | 0.019563 | 0.1143% | 100%
zMA_LS_52 | Res Multi Family Natural Gas Heating (UNIT_ROOM_HEAT) Mild | 48.12% | 45.65% | 2.661% | 3.569% | 0.018021 | 0.0001185 | 0.018021 | 0.6576% | 100%
zMA_LS_53 | Res Multi Family Natural Gas Heating (UNIT_ROOM_HEAT) Xtreme | 48.91% | 48.86% | 0.8294% | 1.4% | 0.020906 | 3.1251e-06 | 0.020906 | 0.01495% | 100%
zMA_LS_54 | Res Multi Family Electric Cooling (BUILDING_AC) Xtreme | 0.6129% | 2.609% | 54.26% | 42.52% | 0 | 0.0017839 | 0.0017839 | 100% | 0%
zMA_LS_55 | Res Multi Family Electric Heating (BUILDING_FURNACE) Xtreme | 49.85% | 48.42% | 0.6272% | 1.104% | 0.00052407 | 2.1675e-06 | 0.00052407 | 0.4136% | 100%
zMA_LS_56 | Res Multi Family Natural Gas Heating (BUILDING_FURNACE) Normal | 49.75% | 47.16% | 1.242% | 1.848% | 0.020314 | 9.1313e-06 | 0.020314 | 0.04495% | 100%
zMA_LS_57 | Res Multi Family Electric Cooling (VENTILATION_AND_CIRCULATION) Normal | 0.3575% | 3.068% | 53.93% | 42.65% | 0 | 0.0022048 | 0.0022048 | 100% | 0%
zMA_LS_58 | Res Multi Family Electric Heating (VENTILATION_AND_CIRCULATION) Normal | 50.16% | 47.14% | 1.067% | 1.636% | 0.0005316 | 1.2084e-06 | 0.0005316 | 0.2273% | 100%
zMA_LS_59 | Res Multi Family Natural Gas Heating (BUILDING_FURNACE) Mild | 49.66% | 44.92% | 2.353% | 3.069% | 0.018794 | 5.8241e-05 | 0.018794 | 0.3099% | 100%
zMA_LS_60 | Res Multi Family Electric Cooling (VENTILATION_AND_CIRCULATION) Mild | 0.6703% | 6.02% | 61.56% | 31.75% | 0 | 0.0035191 | 0.0035191 | 100% | 0%
zMA_LS_61 | Res Multi Family Electric Heating (VENTILATION_AND_CIRCULATION) Mild | 50.22% | 44.92% | 2.081% | 2.782% | 0.00053206 | 9.2062e-06 | 0.00053206 | 1.73% | 100%
zMA_LS_62 | Res Multi Family Natural Gas Heating (BUILDING_FURNACE) Xtreme | 49.88% | 48.24% | 0.7012% | 1.176% | 0.021642 | 3.402e-06 | 0.021642 | 0.01572% | 100%
zMA_LS_63 | Res Multi Family Electric Cooling (VENTILATION_AND_CIRCULATION) Xtreme | 0.2047% | 1.785% | 55% | 43.01% | 0 | 0.0018385 | 0.0018385 | 100% | 0%
zMA_LS_64 | Res Multi Family Electric Heating (VENTILATION_AND_CIRCULATION) Xtreme | 50.19% | 48.19% | 0.5885% | 1.034% | 0.00053639 | 1.1611e-06 | 0.00053639 | 0.2165% | 100%
zMA_LS_65 | Res Multi Family Natural Gas Heating (BUILDING_BOILER) Normal | 49.59% | 47.09% | 1.348% | 1.976% | 0.020068 | 6.9011e-05 | 0.020068 | 0.3439% | 100%
zMA_LS_66 | Res Multi Family Natural Gas Heating (BUILDING_BOILER) Mild | 49.47% | 44.83% | 2.505% | 3.196% | 0.018539 | 0.00028206 | 0.018539 | 1.521% | 100%
zMA_LS_67 | Res Multi Family Natural Gas Heating (BUILDING_BOILER) Xtreme | 49.8% | 48.24% | 0.7277% | 1.241% | 0.021436 | 2.4351e-05 | 0.021436 | 0.1136% | 100%
zMA_LS_68 | Res Single Family Combo Cooling and Heating | 29.44% | 48.53% | 12.48% | 9.548% |  |  | 0.00066859 | 20% | 50%
zMA_LS_69 | Res Electric Lighting- Indoor (Efficient Lighting) -NMR | 43% | 24% | 21% | 12% |  |  | 0.00083022 | 14% | 18%
zMA_LS_70 | Res Electric Lighting- Indoor (All Bulb) - NMR | 43% | 24% | 21% | 12% |  |  | 0.0010147 | 13% | 16%
zMA_LS_71 | Res Electric Lighting- Outdoor (Efficient Lighting) - NMR | 6.134% | 20.36% | 19.62% | 53.89% |  |  | 0.00083022 | 14% | 18%
zMA_LS_72 | Res Electric Lighting- Outdoor (All Bulb) - NMR | 6.134% | 20.36% | 19.62% | 53.89% |  |  | 0.0010147 | 13% | 16%
zMA_LS_73 | Res Single Family Furnace Fan | 37.81% | 61.53% | 0.174% | 0.4882% | 0.00053381 | 1.8658e-06 | 0.00053381 | 0.3495% | 100%
zMA_LS_74 | Res Single Family Combo Cooling and Furnace Fan for HES (gas ht) | 25.98% | 43.12% | 17.37% | 13.53% |  |  | 0.00071292 | 100% | 51%
zMA_LS_75 | Res Single Family Combo Cooling and Furnace Fan for LI SF (gas ht) | 23% | 38.5% | 21.7% | 16.81% |  |  | 0.00089244 | 100% | 43.65%
zMA_LS_76 | Res Single Family Combo Cooling and Furnace Fan for HES (oil ht) | 25.95% | 43.07% | 17.42% | 13.56% |  |  | 0.00071429 | 100% | 44.38%
zMA_LS_77 | Res Single Family Combo Cooling and Furnace Fan for LI SF (oil ht) | 22.83% | 38.23% | 21.95% | 17% |  |  | 0.0007907 | 100% | 43.53%
Note on J11: Thomas R Belair: Summer CF 15.4% -> 40.3% Updated 7-28-2015 for 2016 Plan.
Note on J14: Thomas R Belair: Summer CF 100.0% -> 73.8% Updated 7-28-2015 for 2016 Plan.
Note on K14: Thomas R Belair: Winter CF 100.0% -> 57.9% Updated 7-28-2015 for 2016 Plan.
Note on J20: Stephen P Waite: Updated 7-26-13 per 2012 KEMA NH Impact Evaluation
Note on K20: Stephen P Waite: Updated 7-26-13 per 2012 KEMA NH Impact Evaluation
Note on J28: Stephen P Waite: Updated 7-26-13 per 2012 KEMA NH Impact Evaluation
Note on K28: Stephen P Waite: Updated 7-26-13 per 2012 KEMA NH Impact Evaluation
Note on J31: Stephen P Waite: Updated 7-26-13 per 2012 KEMA NH Impact Evaluation
Note on K31: Stephen P Waite: Updated 7-26-13 per 2012 KEMA NH Impact Evaluation

## Avoided Costs (hidden)
Notes
|  | Green = Electric Energy |  | Yellow = Electric Capacity |  | Blue = Non-Electric (NEB)
|  | Electric and TR Benefit |  | Electric and TR Benefit |  | TR Benefit only
Avoided Costs do NOT include line losses. Those are added in during the calculation of the benefit
|  | Avoided Cost Data - Forecasts can be entered in either "NOMINAL" or "REAL" dollars | [6 empty] | (1+$D$11)/(1+$D12)-1
- If "NOMINAL", enter values directly in the appropriate section below
- If "Real", enter specific values in the "REAL" dollars sections further down this page and the Model will convert them to NOMINAL below
AESC Tables are located at the bottom of this worksheet beginning in row 221
LINE LOSS FACTORS
|  |  | 2017 | 2018 | 2019 | 2020 | 2021 |  | Energy |  |  |  | Capacity
|  | Nominal Discount Rate | 3.5% | 3.5% | 3.5% |  |  |  | Winter Peak | Winter Off-Peak | Summer Peak | Summer Off-Peak | Summer Gener. | Winter Gener. | Transm. | Distribution
|  | Inflation | 1.181% | 1.181% | 1.181% |  |  |  | 1.062% | 1.053% | 1.062% | 1.053% | 6.9% | 6.8% | 1.2% | 1.2%
|  | Real Discount Rate | 2.291% | 2.291% | 2.291%
|  | Half-Year Factor | 50% | 50% | 50%
Source
|  | Reserve Margin Multiplier (to be applied to Summer Generation Capacity Avoided Cost Value only) | 100% | 100% | 100%
|  | Transmission ($ per kW) | 19.496 | 18.98 | 18.98 |  |  |  | TD_Year | 2016
|  | Distribution ($ per kW) | 79.009 | 76.872 | 76.872
|  | Res Water & Sewer | 0.0079051 | 0.0079051 | 0.0079051 |  |  |  | Wt_Year | 2016
|  | CI Water | 0.0079051 | 0.0079051 | 0.0079051
|  | Capacity DRIPE | Yes
|  | Energy DRIPE | Yes
|  | Gas Supply DRIPE | Yes
|  | Gas Electric Cross DRIPE | Yes
|  | Electric Cross DRIPE | Yes
|  | Environmental Externalities | No
1 | 2 | 3 | 4 | 5 | 6 | 7 | 8 | 9 | 10 | 11 | 12 | 13 | 14 | 15 | 16 | 17 | 18 | 19 | 20 | 21 | 22 | 23 | 24 | 25 | 26 | 27 | 28 | 29 | 30 | 31 | 32 | 33 | 34 | 35 | 36 | 37 | 38 | 39 | 40 | 41 | 42 | 43 | 44 | 45 | 46 | 47 | 48 | 49 | 50 | 51 | 52 | 53 | 54 | 55 | 56 | 57 | 58 | 59 | 60 | 61 | 62 | 63 | 64 | 65 | 66 | 67 | 68 | 69 | 70 | 71 | 72 | 73 | 74 | 75 | 76 | 77 | 78 | 79 | 80 | 81 | 82 | 83 | 84 | 85 | 86 | 87 | 88 | 89
Year 1 Avoided Cost Data - In Nominal Dollars
|  | Annual | Cumulative | Annual | Cumulative | Annual | Cumulative | Annual | Cumulative | Annual | Cumulative | Annual | Cumulative | Annual | Cumulative | Annual | Cumulative | Annual | Cumulative | Annual | Cumulative | Annual | Cumulative | Annual | Cumulative | Annual | Cumulative | Annual | Cumulative | Annual | Cumulative | Annual | Cumulative | Annual | Cumulative | Annual | Cumulative | Annual | Cumulative | Annual | Cumulative | Annual | Cumulative | Annual | Cumulative | Annual | Cumulative | Annual | Cumulative | Annual | Cumulative |  | Annual | Cumulative | Annual | Cumulative | Annual | Cumulative | Annual | Cumulative | Annual | Cumulative | Annual | Cumulative | Annual | Cumulative | Annual | Cumulative | Annual | Cumulative | Annual | Cumulative | Annual | Cumulative | Annual | Cumulative | Annual | Cumulative | Annual | Cumulative | Annual | Cumulative | Annual | Cumulative | Annual | Cumulative | Annual | Cumulative
|  | Winter Peak Energy |  | Winter Off-Peak Energy ($ per kWh) |  | Summer Peak Energy ($ per kWh) |  | Summer Off-Peak Energy ($ per kWh) |  | Summer Generation ($ per kW) |  | Winter Generation ($ per kW) |  | Transmission ($ per kW) |  | Distribution ($ per kW) |  | NG - Res All ($ per MMBtu) |  | NG - Res Hot Water ($ per MMBtu) |  | NG - Res Heating ($ per MMBtu) |  | NG - Res Non Heating ($ per MMBtu) |  | NG - C&I Gas Non Heating ($ per MMBtu) |  | NG - C&I Gas Heat ($ per MMBtu) |  | NG - C&I Gas All ($ per MMBtu) |  | Fuel Oil - Residential Distillate ($ per MMBtu) |  | Fuel Oil - Com Fuel Oil ($ per MMBtu) |  | Kerosene ($ per MMBtu) |  | Propane (11) ($ per MMBtu) |  | Cord Wood ($ per MMBtu) |  | Pellet Wood ($ per MMBtu) |  | Res Water ($ per gallon) |  | C&I Water ($ per gallon) |  | Non-Resource Annual |  | DRIPE ($ per kW) |  | Non-Resource | Winter Peak Energy DRIPE |  | Winter Off-Peak Energy DRIPE |  | Summer Peak Energy DRIPE |  | Summer Off-Peak Energy DRIPE |  | Winter Peak Energy CO2 Costs |  | Winter Off-Peak Energy CO2 Costs |  | Summer Peak Energy CO2 Costs |  | Summer Off-Peak Energy CO2 Costs |  | Gas Supply DRIPE |  | Res Non-Heating Gas to Electric DRIPE |  | Res Hot Water Energy Gas to Electric DRIPE |  | Res Heating Energy Gas to Electric DRIPE |  | Res All Energy Gas to Electric DRIPE |  | C&I Non-Heating Gas to Electric DRIPE |  | C&I Heating Energy Gas to Electric DRIPE |  | C&I All Energy Gas to Electric DRIPE |  | Energy Electric Cross DRIPE Winter |  | Energy Electric Cross DRIPE Summer
1 | 2017 | 0.072637 | 0.071819 | 0.068149 | 0.067382 | 0.057471 | 0.056824 | 0.044915 | 0.044409 | 149.8757 | 148.1875 | 0 | 0 | 19.7263 | 19.5041 | 79.9425 | 79.042 | 7.7171 | 7.6302 | 7.5005 | 7.416 | 7.8765 | 7.7878 | 6.3725 | 6.3007 | 6.4967 | 6.4235 | 7.2249 | 7.1435 | 6.9643 | 6.8858 | 17.9242 | 17.7223 | 16.3694 | 16.185 | 19.553 | 19.3327 | 17.5518 | 17.3541 | 6.3491 | 6.2775 | 7.2238 | 7.1424 | 0.0079985 | 0.0079084 | 0.0079985 | 0.0079084 | 1 | 0.98874 | 0 | 0 | 1.0114 | 0.0067962 | 0.0067197 | 0.0071181 | 0.0070379 | 0.016874 | 0.016684 | -3.209e-05 | -3.1729e-05 |  | 0 |  | 0 |  | 0 |  | 0 | 0.25947 | 0.25655 | 8.0046 | 7.9144 | 7.5993 | 7.5137 | 7.4681 | 7.3839 | 7.5748 | 7.4895 | 7.8541 | 7.7656 | 7.5957 | 7.5102 | 7.7086 | 7.6218 | 0.0051223 | 0.0050646 | 0.0032809 | 0.003244
2 | 2018 | 0.062285 | 0.13202 | 0.057695 | 0.12315 | 0.055865 | 0.11082 | 0.047357 | 0.090184 | 173.9514 | 316.3268 | 0 | 0 | 19.7263 | 38.5714 | 79.9425 | 156.3134 | 8.3553 | 15.7063 | 8.1171 | 15.2618 | 8.6011 | 16.1015 | 6.6648 | 12.7429 | 6.9187 | 13.1111 | 7.8523 | 14.7334 | 7.4944 | 14.1298 | 19.0498 | 36.1356 | 17.4196 | 33.0226 | 20.7808 | 39.4192 | 18.8199 | 35.5452 | 6.7478 | 12.7998 | 7.6774 | 14.5633 | 0.0079985 | 0.01564 | 0.0079985 | 0.01564 | 1 | 1.9553 | 0 | 0 | 1.0114 | 0.0035963 | 0.010196 | 0.0037165 | 0.01063 | 0 | 0.016684 | 0 | -3.1729e-05 |  | 0 |  | 0 |  | 0 |  | 0 | 0.25947 | 0.50735 | 3.7646 | 11.5532 | 3.4659 | 10.8638 | 3.3692 | 10.6405 | 3.4478 | 10.8221 | 3.6536 | 11.2972 | 3.4633 | 10.8577 | 3.5465 | 11.0498 | 0.0023645 | 0.0073501 | 0.0015703 | 0.0047618
3 | 2019 | 0.061602 | 0.19023 | 0.057049 | 0.17706 | 0.055755 | 0.16351 | 0.047103 | 0.13469 | 161.3457 | 468.7879 | 0 | 0 | 19.7263 | 57.2115 | 79.9425 | 231.8539 | 9.4901 | 24.6738 | 9.1789 | 23.9353 | 10.0602 | 25.6077 | 6.5351 | 18.9181 | 7.2322 | 19.945 | 8.9331 | 23.1746 | 8.2401 | 21.9161 | 19.4455 | 54.5104 | 17.8133 | 49.855 | 21.2125 | 59.4636 | 19.0159 | 53.5141 | 6.8879 | 19.3085 | 7.8369 | 21.9687 | 0.0079985 | 0.023198 | 0.0079985 | 0.023198 | 1 | 2.9003 | 0 | 0 | 1.0114 | 0 | 0.010196 | 0 | 0.01063 | 0 | 0.016684 | 0 | -3.1729e-05 |  | 0 |  | 0 |  | 0 |  | 0 | 0.25947 | 0.75253 | 2.4346 | 13.8537 | 2.1699 | 12.9142 | 2.0842 | 12.6099 | 2.1539 | 12.8573 | 2.3363 | 13.5048 | 2.1676 | 12.9059 | 2.2413 | 13.1677 | 0.0014968 | 0.0087645 | 0.0010323 | 0.0057373
4 | 2020 | 0.060238 | 0.24588 | 0.055384 | 0.22822 | 0.056132 | 0.21536 | 0.0455 | 0.17672 | 177.6516 | 632.8966 | 0 | 0 | 19.7263 | 75.434 | 79.9425 | 305.7021 | 9.0972 | 33.0775 | 8.7887 | 32.054 | 9.6673 | 34.538 | 6.153 | 24.6021 | 6.8392 | 26.2629 | 8.5401 | 31.0637 | 7.8472 | 29.1651 | 19.8218 | 72.8211 | 18.172 | 66.6417 | 21.6229 | 79.4382 | 19.1476 | 71.202 | 7.0212 | 25.7944 | 7.9885 | 29.3482 | 0.0079985 | 0.030586 | 0.0079985 | 0.030586 | 2 | 4.7478 | 0 | 0 | 1.0114 | 0 | 0.010196 | 0 | 0.01063 | 0 | 0.016684 | 0 | -3.1729e-05 |  | 0 |  | 0 |  | 0 |  | 0 | 0.25947 | 0.99222 | 2.3954 | 16.0665 | 2.1322 | 14.8838 | 2.0469 | 14.5008 | 2.1162 | 14.8123 | 2.2976 | 15.6273 | 2.1299 | 14.8734 | 2.2032 | 15.2029 | 0.0014813 | 0.010133 | 0.0010232 | 0.0066825
5 | 2021 | 0.06369 | 0.3034 | 0.059194 | 0.28168 | 0.060288 | 0.2698 | 0.049881 | 0.22177 | 181.3764 | 796.6929 | 0 | 0 | 19.7263 | 93.2484 | 79.9425 | 377.8961 | 9.4428 | 41.6051 | 9.1316 | 40.3005 | 10.0237 | 43.5901 | 6.4554 | 30.4318 | 7.1632 | 32.7318 | 8.8857 | 39.0881 | 8.1928 | 36.5638 | 20.2056 | 91.0682 | 18.5504 | 83.3941 | 22.0416 | 99.3434 | 19.3667 | 88.6915 | 7.1571 | 32.2579 | 8.1432 | 36.7021 | 0.0079985 | 0.03781 | 0.0079985 | 0.03781 | 3 | 7.457 | 0 | 0 | 1.0114 | 0 | 0.010196 | 0 | 0.01063 | 0 | 0.016684 | 0 | -3.1729e-05 |  | 0 |  | 0 |  | 0 |  | 0 | 0.25947 | 1.2265 | 0.47389 | 16.4945 | 0.2591 | 15.1178 | 0.18955 | 14.672 | 0.24611 | 15.0345 | 0.39413 | 15.9833 | 0.25723 | 15.1057 | 0.31705 | 15.4892 | 0.0001939 | 0.010308 | 0.00022481 | 0.0068855
6 | 2022 | 0.067283 | 0.3628 | 0.062198 | 0.33659 | 0.063231 | 0.32563 | 0.052277 | 0.26792 | 183.0816 | 958.3254 | 0 | 0 | 19.7263 | 110.6637 | 79.9425 | 448.4729 | 9.5468 | 50.0334 | 9.2329 | 48.4517 | 10.1277 | 52.5313 | 6.5486 | 36.2131 | 7.2564 | 39.138 | 8.9789 | 47.0151 | 8.286 | 43.879 | 20.6049 | 109.2591 | 18.9704 | 100.142 | 22.4772 | 119.1873 | 19.5398 | 105.9421 | 7.2986 | 38.7014 | 8.3041 | 44.0334 | 0.0079985 | 0.044871 | 0.0079985 | 0.044871 | 4 | 10.9884 | 0 | 0 | 1.0114 | 0 | 0.010196 | 0 | 0.01063 | 0 | 0.016684 | 0 | -3.1729e-05 |  | 0 |  | 0 |  | 0 |  | 0 | 0.25947 | 1.4556 | 0.47339 | 16.9124 | 0.25883 | 15.3463 | 0.18935 | 14.8392 | 0.24585 | 15.2516 | 0.39372 | 16.3309 | 0.25695 | 15.3326 | 0.31672 | 15.7688 | 0.0001945 | 0.01048 | 0.00022571 | 0.0070848
7 | 2023 | 0.068834 | 0.42221 | 0.064096 | 0.39191 | 0.067244 | 0.38366 | 0.054947 | 0.31535 | 180.2364 | 1113.8817 | 0 | 0 | 19.7263 | 127.6889 | 79.9425 | 517.4687 | 9.6376 | 58.3513 | 9.321 | 56.4964 | 10.2185 | 61.3505 | 6.6286 | 41.934 | 7.3364 | 45.4698 | 9.0697 | 54.8429 | 8.366 | 51.0994 | 20.9679 | 127.3558 | 19.2955 | 116.7954 | 22.8732 | 138.9284 | 19.6685 | 122.9174 | 7.4272 | 45.1115 | 8.4504 | 51.3267 | 0.0079985 | 0.051774 | 0.0079985 | 0.051774 | 5 | 15.3037 | 0 | 0 | 1.0114 | 0 | 0.010196 | 0 | 0.01063 | 0 | 0.016684 | 0 | -3.1729e-05 |  | 0 |  | 0 |  | 0 |  | 0 | 0.25947 | 1.6796 | 0.47321 | 17.3208 | 0.25873 | 15.5696 | 0.18929 | 15.0025 | 0.24576 | 15.4637 | 0.39357 | 16.6705 | 0.25686 | 15.5543 | 0.3166 | 16.0421 | 0.00019518 | 0.010648 | 0.00022673 | 0.0072805
8 | 2024 | 0.070896 | 0.48202 | 0.066307 | 0.44785 | 0.067421 | 0.44055 | 0.057306 | 0.3637 | 183.9571 | 1269.0925 | 0 | 0 | 19.7263 | 144.3326 | 79.9425 | 584.9189 | 9.8738 | 66.6821 | 9.5545 | 64.5578 | 10.4655 | 70.1806 | 6.8215 | 47.6896 | 7.551 | 51.8409 | 9.3059 | 62.6947 | 8.5914 | 58.3482 | 21.3307 | 145.3532 | 19.6024 | 133.3346 | 23.269 | 158.5613 | 19.8254 | 139.6447 | 7.5557 | 51.4865 | 8.5967 | 58.58 | 0.0079985 | 0.058523 | 0.0079985 | 0.058523 | 6 | 20.3661 | 0 | 0 | 1.0114 | 0 | 0.010196 | 0 | 0.01063 | 0 | 0.016684 | 0 | -3.1729e-05 |  | 0 |  | 0 |  | 0 |  | 0 | 0.25947 | 1.8985 | 0.47236 | 17.7194 | 0.25827 | 15.7875 | 0.18894 | 15.1619 | 0.24532 | 15.6707 | 0.39286 | 17.002 | 0.2564 | 15.7706 | 0.31603 | 16.3087 | 0.00019578 | 0.010813 | 0.00022763 | 0.0074725
9 | 2025 | 0.073949 | 0.54302 | 0.068315 | 0.5042 | 0.072614 | 0.50044 | 0.059231 | 0.41255 | 187.787 | 1423.9855 | 0 | 0 | 19.7263 | 160.6036 | 79.9425 | 650.8581 | 9.983 | 74.9165 | 9.6637 | 72.5288 | 10.5747 | 78.903 | 6.9308 | 53.4063 | 7.6602 | 58.1593 | 9.4152 | 70.4606 | 8.7006 | 65.5247 | 21.666 | 163.2241 | 19.9263 | 149.7705 | 23.6348 | 178.056 | 20.0138 | 156.1528 | 7.6745 | 57.8167 | 8.7318 | 65.7823 | 0.0079985 | 0.06512 | 0.0079985 | 0.06512 | 7 | 26.14 | 0 | 0 | 1.0114 | 0 | 0.010196 | 0 | 0.01063 | 0 | 0.016684 | 0 | -3.1729e-05 |  | 0 |  | 0 |  | 0 |  | 0 | 0.25947 | 2.1125 | 0.47151 | 18.1083 | 0.2578 | 16.0001 | 0.18861 | 15.3175 | 0.24488 | 15.8727 | 0.39216 | 17.3255 | 0.25594 | 15.9817 | 0.31547 | 16.5689 | 0.00019638 | 0.010975 | 0.00022853 | 0.007661
10 | 2026 | 0.075943 | 0.60426 | 0.070258 | 0.56085 | 0.076905 | 0.56246 | 0.06147 | 0.46212 | 188.5534 | 1576.0268 | 0 | 0 | 19.7263 | 176.5101 | 79.9425 | 715.3202 | 10.1109 | 83.0695 | 9.7943 | 80.4265 | 10.7134 | 87.5418 | 7.037 | 59.0807 | 7.7665 | 64.4218 | 9.5431 | 78.1557 | 8.8177 | 72.6349 | 21.9158 | 180.8961 | 20.1988 | 166.0579 | 23.9073 | 197.3338 | 20.17 | 172.417 | 7.763 | 64.0764 | 8.8325 | 72.9044 | 0.0079985 | 0.07157 | 0.0079985 | 0.07157 | 8 | 32.5908 | 0 | 0 | 1.0114 | 0 | 0.010196 | 0 | 0.01063 | 0 | 0.016684 | 0 | -3.1729e-05 |  | 0 |  | 0 |  | 0 |  | 0 | 0.25947 | 2.3217 | 0.47067 | 18.4878 | 0.25735 | 16.2076 | 0.18827 | 15.4693 | 0.24445 | 16.0698 | 0.39146 | 17.6411 | 0.25548 | 16.1877 | 0.3149 | 16.8229 | 0.00019699 | 0.011134 | 0.00022944 | 0.007846
11 | 2027 | 0.077222 | 0.66513 | 0.071882 | 0.61752 | 0.074134 | 0.62089 | 0.062807 | 0.51163 | 186.8024 | 1723.2819 | 0 | 0 | 19.7263 | 192.0602 | 79.9425 | 778.3384 | 10.2143 | 91.1214 | 9.8869 | 88.2203 | 10.806 | 96.0601 | 7.1297 | 64.701 | 7.8699 | 70.6256 | 9.6357 | 85.7514 | 8.9211 | 79.6674 | 22.2704 | 198.4517 | 20.5486 | 182.2562 | 24.2941 | 216.4846 | 20.3266 | 188.4404 | 7.8885 | 70.2949 | 8.9754 | 79.9796 | 0.0079985 | 0.077875 | 0.0079985 | 0.077875 | 9 | 39.6855 | 0 | 0 | 1.0114 | 0 | 0.010196 | 0 | 0.01063 | 0 | 0.016684 | 0 | -3.1729e-05 |  | 0 |  | 0 |  | 0 |  | 0 | 0.25947 | 2.5263 | 0.46984 | 18.8582 | 0.25689 | 16.4101 | 0.18794 | 15.6175 | 0.24401 | 16.2621 | 0.39077 | 17.9492 | 0.25503 | 16.3888 | 0.31435 | 17.0707 | 0.0001976 | 0.01129 | 0.00023036 | 0.0080276
12 | 2028 | 0.078468 | 0.7256 | 0.073738 | 0.67434 | 0.078164 | 0.68113 | 0.064913 | 0.56165 | 191.2889 | 1870.6957 | 0 | 0 | 19.7263 | 207.262 | 79.9425 | 839.9448 | 10.3208 | 99.0749 | 10.0015 | 95.9278 | 10.9232 | 104.4779 | 7.2361 | 70.2773 | 7.9763 | 76.7725 | 9.7529 | 93.2673 | 9.0275 | 86.6243 | 22.4936 | 215.786 | 20.7452 | 198.2432 | 24.5376 | 235.3941 | 20.4533 | 204.2024 | 7.9676 | 76.435 | 9.0653 | 86.9657 | 0.0079985 | 0.084039 | 0.0079985 | 0.084039 | 10 | 47.3918 | 0 | 0 | 1.0114 | 0 | 0.010196 | 0 | 0.01063 | 0 | 0.016684 | 0 | -3.1729e-05 |  | 0 |  | 0 |  | 0 |  | 0 | 0.25947 | 2.7262 | 0.46901 | 19.2196 | 0.25644 | 16.6078 | 0.18761 | 15.762 | 0.24358 | 16.4498 | 0.39008 | 18.2498 | 0.25458 | 16.5849 | 0.31379 | 17.3125 | 0.00019821 | 0.011443 | 0.00023127 | 0.0082058
13 | 2029 | 0.082454 | 0.78772 | 0.078101 | 0.73318 | 0.081496 | 0.74253 | 0.067988 | 0.61288 | 198.7304 | 2020.4136 | 0 | 0 | 19.7263 | 222.1233 | 79.9425 | 900.1712 | 10.5192 | 106.9998 | 10.1999 | 103.6121 | 11.1217 | 112.8567 | 7.4345 | 75.8783 | 8.1748 | 82.9311 | 9.9513 | 100.7644 | 9.2259 | 93.5748 | 22.7797 | 232.9476 | 21.0426 | 214.0961 | 24.8496 | 254.1151 | 20.5936 | 219.717 | 8.0689 | 82.5139 | 9.1806 | 93.8821 | 0.0079985 | 0.090065 | 0.0079985 | 0.090065 | 11 | 55.6789 | 0 | 0 | 1.0114 | 0 | 0.010196 | 0 | 0.01063 | 0 | 0.016684 | 0 | -3.1729e-05 |  | 0 |  | 0 |  | 0 |  | 0 | 0.25947 | 2.9217 | 0.4682 | 19.5724 | 0.25599 | 16.8006 | 0.18728 | 15.9031 | 0.24316 | 16.633 | 0.3894 | 18.5431 | 0.25414 | 16.7764 | 0.31325 | 17.5485 | 0.00019883 | 0.011592 | 0.0002322 | 0.0083808
14 | 2030 | 0.089252 | 0.85345 | 0.081053 | 0.79287 | 0.09779 | 0.81455 | 0.072834 | 0.66652 | 200.9191 | 2168.3896 | 0 | 0 | 19.7263 | 236.6516 | 79.9425 | 959.0485 | 10.8043 | 114.9571 | 10.485 | 111.3342 | 11.4068 | 121.2577 | 7.7196 | 81.5637 | 8.4598 | 89.1618 | 10.2364 | 108.3035 | 9.511 | 100.5797 | 23.0053 | 249.8908 | 21.2739 | 229.7642 | 25.0957 | 272.598 | 20.7306 | 234.985 | 8.1488 | 88.5155 | 9.2715 | 100.7105 | 0.0079985 | 0.095956 | 0.0079985 | 0.095956 | 12 | 64.5168 | 0 | 0 | 1.0114 | 0 | 0.010196 | 0 | 0.01063 | 0 | 0.016684 | 0 | -3.1729e-05 |  | 0 |  | 0 |  | 0 |  | 0 | 0.25947 | 3.1128 | 0.46738 | 19.9166 | 0.25555 | 16.9888 | 0.18695 | 16.0408 | 0.24274 | 16.8118 | 0.38872 | 18.8294 | 0.2537 | 16.9633 | 0.3127 | 17.7788 | 0.00019944 | 0.011739 | 0.00023312 | 0.0085525
15 | 2031 | 0.092281 | 0.91989 | 0.08403 | 0.85338 | 0.10198 | 0.88797 | 0.075677 | 0.721 | 192.3469 | 2306.8788 | 0 | 0 | 19.7263 | 250.8546 | 79.9425 | 1016.6069 | 10.9508 | 122.8416 | 10.6309 | 118.9884 | 11.5552 | 129.5774 | 7.8589 | 87.2221 | 8.6018 | 95.355 | 10.3823 | 115.7787 | 9.654 | 107.5305 | 23.3057 | 266.6709 | 21.5673 | 245.2926 | 25.4235 | 290.9029 | 20.8721 | 250.0128 | 8.2553 | 94.4593 | 9.3926 | 107.4732 | 0.0079985 | 0.10171 | 0.0079985 | 0.10171 | 13 | 73.8768 | 0 | 0 | 1.0114 | 0 | 0.010196 | 0 | 0.01063 | 0 | 0.016684 | 0 | -3.1729e-05 |  | 0 |  | 0 |  | 0 |  | 0 | 0.25947 | 3.2996 | 0.46738 | 20.2531 | 0.25555 | 17.1728 | 0.18695 | 16.1754 | 0.24274 | 16.9866 | 0.38872 | 19.1093 | 0.2537 | 17.1459 | 0.3127 | 18.0039 | 0.00019944 | 0.011883 | 0.00023312 | 0.0087203
16 | 2032 | 0.095422 | 0.98706 | 0.087128 | 0.9147 | 0.10636 | 0.96283 | 0.078644 | 0.77636 | 192.3469 | 2442.2657 | 0 | 0 | 19.7263 | 264.7393 | 79.9425 | 1072.8759 | 11.0993 | 130.654 | 10.7788 | 126.5753 | 11.7055 | 137.8166 | 8.0007 | 92.8536 | 8.7461 | 101.5111 | 10.5302 | 123.1906 | 9.7991 | 114.4278 | 23.6101 | 283.2893 | 21.8648 | 260.6826 | 25.7556 | 309.0314 | 21.0147 | 264.8044 | 8.3631 | 100.3458 | 9.5153 | 114.1707 | 0.0079985 | 0.10734 | 0.0079985 | 0.10734 | 14 | 83.731 | 0 | 0 | 1.0114 | 0 | 0.010196 | 0 | 0.01063 | 0 | 0.016684 | 0 | -3.1729e-05 |  | 0 |  | 0 |  | 0 |  | 0 | 0.25947 | 3.4822 | 0.46738 | 20.5821 | 0.25555 | 17.3527 | 0.18695 | 16.307 | 0.24274 | 17.1574 | 0.38872 | 19.3829 | 0.2537 | 17.3245 | 0.3127 | 18.224 | 0.00019944 | 0.012023 | 0.00023312 | 0.0088844
17 | 2033 | 0.09868 | 1.055 | 0.090352 | 0.97687 | 0.11094 | 1.0392 | 0.08174 | 0.8326 | 192.3469 | 2574.6198 | 0 | 0 | 19.7263 | 278.313 | 79.9425 | 1127.8844 | 11.2498 | 138.395 | 10.9288 | 134.0955 | 11.8578 | 145.9759 | 8.1451 | 98.4582 | 8.8928 | 107.6303 | 10.6803 | 130.5397 | 9.9464 | 121.272 | 23.9185 | 299.7477 | 22.1664 | 275.9353 | 26.0919 | 326.9853 | 21.1582 | 279.3634 | 8.4723 | 106.1756 | 9.6396 | 120.8037 | 0.0079985 | 0.11285 | 0.0079985 | 0.11285 | 15 | 94.0525 | 0 | 0 | 1.0114 | 0 | 0.010196 | 0 | 0.01063 | 0 | 0.016684 | 0 | -3.1729e-05 |  | 0 |  | 0 |  | 0 |  | 0 | 0.25947 | 3.6608 | 0.46738 | 20.9037 | 0.25555 | 17.5285 | 0.18695 | 16.4357 | 0.24274 | 17.3244 | 0.38872 | 19.6504 | 0.2537 | 17.4991 | 0.3127 | 18.4392 | 0.00019944 | 0.012161 | 0.00023312 | 0.0090448
18 | 2034 | 0.10206 | 1.1236 | 0.093707 | 1.0399 | 0.11574 | 1.117 | 0.084972 | 0.88976 | 192.3469 | 2704.0091 | 0 | 0 | 19.7263 | 291.5827 | 79.9425 | 1181.6607 | 11.4023 | 146.0652 | 11.0809 | 141.5495 | 12.0121 | 154.0563 | 8.2921 | 104.0362 | 9.042 | 113.7127 | 10.8325 | 137.8266 | 10.0959 | 128.0634 | 24.2309 | 316.0475 | 22.4722 | 291.0521 | 26.4327 | 344.7662 | 21.3027 | 293.6934 | 8.583 | 111.9493 | 9.7655 | 127.3729 | 0.0079985 | 0.11823 | 0.0079985 | 0.11823 | 16 | 104.8155 | 0 | 0 | 1.0114 | 0 | 0.010196 | 0 | 0.01063 | 0 | 0.016684 | 0 | -3.1729e-05 |  | 0 |  | 0 |  | 0 |  | 0 | 0.25947 | 3.8353 | 0.46738 | 21.2181 | 0.25555 | 17.7004 | 0.18695 | 16.5614 | 0.24274 | 17.4877 | 0.38872 | 19.9119 | 0.2537 | 17.6697 | 0.3127 | 18.6495 | 0.00019944 | 0.012295 | 0.00023312 | 0.0092016
19 | 2035 | 0.10556 | 1.193 | 0.097199 | 1.1038 | 0.12077 | 1.1965 | 0.088345 | 0.94786 | 192.3469 | 2830.4998 | 0 | 0 | 19.7263 | 304.5551 | 79.9425 | 1234.2323 | 11.557 | 153.6653 | 11.2351 | 148.9379 | 12.1683 | 162.0584 | 8.4417 | 109.5876 | 9.1937 | 119.7586 | 10.9869 | 145.0518 | 10.2477 | 134.8024 | 24.5474 | 332.1903 | 22.7821 | 306.034 | 26.778 | 362.3759 | 21.4481 | 307.7981 | 8.6951 | 117.6673 | 9.893 | 133.8787 | 0.0079985 | 0.12349 | 0.0079985 | 0.12349 | 17 | 115.995 | 0 | 0 | 1.0114 | 0 | 0.010196 | 0 | 0.01063 | 0 | 0.016684 | 0 | -3.1729e-05 |  | 0 |  | 0 |  | 0 |  | 0 | 0.25947 | 4.006 | 0.46738 | 21.5254 | 0.25555 | 17.8685 | 0.18695 | 16.6844 | 0.24274 | 17.6474 | 0.38872 | 20.1675 | 0.2537 | 17.8365 | 0.3127 | 18.8552 | 0.00019944 | 0.012426 | 0.00023312 | 0.0093549
20 | 2036 | 0.1092 | 1.2632 | 0.10083 | 1.1687 | 0.12602 | 1.2775 | 0.091866 | 1.0069 | 192.3469 | 2954.1571 | 0 | 0 | 19.7263 | 317.2369 | 79.9425 | 1285.6263 | 11.7137 | 161.1959 | 11.3915 | 156.2613 | 12.3266 | 169.983 | 8.5941 | 115.1126 | 9.3479 | 125.7683 | 11.1435 | 152.2158 | 10.4017 | 141.4896 | 24.868 | 348.1776 | 23.0964 | 320.8824 | 27.1277 | 379.816 | 21.5946 | 321.6809 | 8.8087 | 123.3303 | 10.0223 | 140.3219 | 0.0079985 | 0.12863 | 0.0079985 | 0.12863 | 18 | 127.5669 | 0 | 0 | 1.0114 | 0 | 0.010196 | 0 | 0.01063 | 0 | 0.016684 | 0 | -3.1729e-05 |  | 0 |  | 0 |  | 0 |  | 0 | 0.25947 | 4.1728 | 0.46738 | 21.8259 | 0.25555 | 18.0328 | 0.18695 | 16.8046 | 0.24274 | 17.8034 | 0.38872 | 20.4174 | 0.2537 | 17.9996 | 0.3127 | 19.0562 | 0.00019944 | 0.012554 | 0.00023312 | 0.0095048
21 | 2037 | 0.11297 | 1.3342 | 0.10461 | 1.2344 | 0.13152 | 1.3601 | 0.09554 | 1.067 | 192.3469 | 3075.0443 | 0 | 0 | 19.7263 | 329.6346 | 79.9425 | 1335.869 | 11.8725 | 168.6576 | 11.55 | 163.5203 | 12.487 | 177.8309 | 8.7491 | 120.6113 | 9.5048 | 131.7419 | 11.3023 | 159.3191 | 10.5581 | 148.1252 | 25.1928 | 364.011 | 23.415 | 335.5984 | 27.482 | 397.0881 | 21.7421 | 335.3455 | 8.9237 | 128.9387 | 10.1532 | 146.703 | 0.0079985 | 0.13366 | 0.0079985 | 0.13366 | 19 | 139.5082 | 0 | 0 | 1.0114 | 0 | 0.010196 | 0 | 0.01063 | 0 | 0.016684 | 0 | -3.1729e-05 |  | 0 |  | 0 |  | 0 |  | 0 | 0.25947 | 4.3358 | 0.46738 | 22.1197 | 0.25555 | 18.1934 | 0.18695 | 16.9221 | 0.24274 | 17.956 | 0.38872 | 20.6617 | 0.2537 | 18.1591 | 0.3127 | 19.2527 | 0.00019944 | 0.012679 | 0.00023312 | 0.0096513
22 | 2038 | 0.11688 | 1.4061 | 0.10855 | 1.3011 | 0.13728 | 1.4445 | 0.099375 | 1.128 | 192.3469 | 3193.2236 | 0 | 0 | 19.7263 | 341.7546 | 79.9425 | 1384.9862 | 12.0335 | 176.051 | 11.7107 | 170.7155 | 12.6495 | 185.6028 | 8.907 | 126.0839 | 9.6642 | 137.6797 | 11.4634 | 166.3623 | 10.7168 | 154.7096 | 25.5219 | 379.6918 | 23.738 | 350.1831 | 27.841 | 414.1937 | 21.8905 | 348.7952 | 9.0403 | 134.4931 | 10.2858 | 153.0226 | 0.0079985 | 0.13857 | 0.0079985 | 0.13857 | 20 | 151.7963 | 0 | 0 | 1.0114 | 0 | 0.010196 | 0 | 0.01063 | 0 | 0.016684 | 0 | -3.1729e-05 |  | 0 |  | 0 |  | 0 |  | 0 | 0.25947 | 4.4953 | 0.46738 | 22.4068 | 0.25555 | 18.3504 | 0.18695 | 17.0369 | 0.24274 | 18.1051 | 0.38872 | 20.9006 | 0.2537 | 18.315 | 0.3127 | 19.4449 | 0.00019944 | 0.012802 | 0.00023312 | 0.0097946
23 | 2039 | 0.12094 | 1.4787 | 0.11264 | 1.3687 | 0.14331 | 1.5306 | 0.10338 | 1.1901 | 192.3469 | 3308.7554 | 0 | 0 | 19.7263 | 353.6031 | 79.9425 | 1433.0031 | 12.1967 | 183.3769 | 11.8737 | 177.8474 | 12.814 | 193.2995 | 9.0678 | 131.5304 | 9.8264 | 143.5818 | 11.6267 | 173.3458 | 10.8779 | 161.2434 | 25.8552 | 395.2215 | 24.0654 | 364.6379 | 28.2046 | 431.1347 | 22.04 | 362.0334 | 9.1583 | 139.994 | 10.4201 | 159.2814 | 0.0079985 | 0.14338 | 0.0079985 | 0.14338 | 21 | 164.4098 | 0 | 0 | 1.0114 | 0 | 0.010196 | 0 | 0.01063 | 0 | 0.016684 | 0 | -3.1729e-05 |  | 0 |  | 0 |  | 0 |  | 0 | 0.25947 | 4.6511 | 0.46738 | 22.6875 | 0.25555 | 18.5039 | 0.18695 | 17.1492 | 0.24274 | 18.2509 | 0.38872 | 21.134 | 0.2537 | 18.4673 | 0.3127 | 19.6327 | 0.00019944 | 0.012922 | 0.00023312 | 0.0099346
24 | 2040 | 0.12514 | 1.5522 | 0.1169 | 1.4374 | 0.14961 | 1.6184 | 0.10756 | 1.2533 | 192.3469 | 3421.6993 | 0 | 0 | 19.7263 | 365.1862 | 79.9425 | 1479.9444 | 12.3621 | 190.6358 | 12.039 | 184.9165 | 12.9807 | 200.9216 | 9.2314 | 136.951 | 9.9912 | 149.4486 | 11.7924 | 180.2702 | 11.0414 | 167.7268 | 26.1929 | 410.6017 | 24.3974 | 378.9637 | 28.573 | 447.9124 | 22.1905 | 375.0634 | 9.278 | 145.442 | 10.5562 | 165.4799 | 0.0079985 | 0.14807 | 0.0079985 | 0.14807 | 22 | 177.328 | 0 | 0 | 1.0114 | 0 | 0.010196 | 0 | 0.01063 | 0 | 0.016684 | 0 | -3.1729e-05 |  | 0 |  | 0 |  | 0 |  | 0 | 0.25947 | 4.8035 | 0.46738 | 22.962 | 0.25555 | 18.6539 | 0.18695 | 17.259 | 0.24274 | 18.3934 | 0.38872 | 21.3623 | 0.2537 | 18.6163 | 0.3127 | 19.8163 | 0.00019944 | 0.013039 | 0.00023312 | 0.010071
25 | 2041 | 0.1295 | 1.6265 | 0.12134 | 1.507 | 0.15621 | 1.7081 | 0.11192 | 1.3175 | 192.3469 | 3532.1131 | 0 | 0 | 19.7263 | 376.5098 | 79.9425 | 1525.8342 | 12.5297 | 197.8282 | 12.2065 | 191.9234 | 13.1496 | 208.47 | 9.398 | 142.3457 | 10.1588 | 155.2801 | 11.9605 | 187.1359 | 11.2074 | 174.1602 | 26.535 | 425.8337 | 24.7339 | 393.1618 | 28.9462 | 464.5285 | 22.3421 | 387.8885 | 9.3991 | 150.8374 | 10.6941 | 171.6187 | 0.0079985 | 0.15266 | 0.0079985 | 0.15266 | 23 | 190.5308 | 0 | 0 | 1.0114 | 0 | 0.010196 | 0 | 0.01063 | 0 | 0.016684 | 0 | -3.1729e-05 |  | 0 |  | 0 |  | 0 |  | 0 | 0.25947 | 4.9524 | 0.46738 | 23.2303 | 0.25555 | 18.8006 | 0.18695 | 17.3663 | 0.24274 | 18.5328 | 0.38872 | 21.5854 | 0.2537 | 18.7619 | 0.3127 | 19.9958 | 0.00019944 | 0.013153 | 0.00023312 | 0.010205
|  | Year 2 Avoided Cost Data - In 2016$ | [15 empty] | 1 | 2 | 3 | 4 | 5 | 6 | 7 | 8 | 9 | 10 | 11 | 12 | 13 | 14 | 15 | 16 | 17 | 18 | 19 | 20 | 21 | 22 | 23 | 24
|  | Annual | Cumulative | Annual | Cumulative | Annual | Cumulative | Annual | Cumulative | Annual | Cumulative | Annual | Cumulative | Annual | Cumulative | Annual | Cumulative | Annual | Cumulative | Annual | Cumulative | Annual | Cumulative | Annual | Cumulative | Annual | Cumulative | Annual | Cumulative | Annual | Cumulative | Annual | Cumulative | Annual | Cumulative | Annual | Cumulative | Annual | Cumulative | Annual | Cumulative | Annual | Cumulative | Annual | Cumulative | Annual | Cumulative | Annual | Cumulative | Annual | Cumulative |  | Annual | Cumulative | Annual | Cumulative | Annual | Cumulative | Annual | Cumulative | Annual | Cumulative | Annual | Cumulative | Annual | Cumulative | Annual | Cumulative | Annual | Cumulative | Annual | Cumulative | Annual | Cumulative | Annual | Cumulative | Annual | Cumulative | Annual | Cumulative | Annual | Cumulative | Annual | Cumulative | Annual | Cumulative | Annual | Cumulative
|  | Winter Peak Energy |  | Winter Off-Peak Energy ($ per kWh) |  | Summer Peak Energy ($ per kWh) |  | Summer Off-Peak Energy ($ per kWh) |  | Summer Generation ($ per kW) |  | Winter Generation ($ per kW) |  | Transmission ($ per kW) |  | Distribution ($ per kW) |  | 1: NG - Res All ($ per MMBtu); 3: NG - Res Hot Water ($ per MMBtu); 5: NG - Res Heating ($ per MMBtu); 7: NG - Res Non Heating ($ per MMBtu); 9: NG - C&I Gas Non Heating ($ per MMBtu); 11: NG - C&I Gas Heat ($ per MMBtu); 13: NG - C&I Gas All ($ per MMBtu); 15: Fuel Oil - Residential Distillate ($ per MMBtu); 17: Fuel Oil - Com Fuel Oil ($ per MMBtu); 19: Kerosene ($ per MMBtu); 21: Propane (11) ($ per MMBtu); 23: Cord Wood ($ per MMBtu) | Pellet Wood ($ per MMBtu) |  | Res Water ($ per gallon) |  | C&I Water ($ per gallon) |  | Non-Resource Annual |  | DRIPE ($ per kW) |  | Non-Resource | Winter Peak Energy DRIPE |  | Winter Off-Peak Energy DRIPE |  | Summer Peak Energy DRIPE |  | Summer Off-Peak Energy DRIPE |  | Winter Peak Energy CO2 Costs |  | Winter Off-Peak Energy CO2 Costs |  | Summer Peak Energy CO2 Costs |  | Summer Off-Peak Energy CO2 Costs |  | Gas Supply DRIPE |  | Res Non-Heating Gas to Electric DRIPE |  | Res Hot Water Energy Gas to Electric DRIPE |  | Res Heating Energy Gas to Electric DRIPE |  | Res All Energy Gas to Electric DRIPE |  | C&I Non-Heating Gas to Electric DRIPE |  | C&I Heating Energy Gas to Electric DRIPE |  | C&I All Energy Gas to Electric DRIPE |  | Energy Electric Cross DRIPE |  | Energy Electric Cross DRIPE
1 | 2018 | 0.062285 | 0.061583 | 0.057695 | 0.057045 | 0.055865 | 0.055236 | 0.047357 | 0.046824 | 173.9514 | 171.9921 | 0 | 0 | 19.2042 | 18.9879 | 77.7802 | 76.9041 | 8.3553 | 8.2612 | 8.1171 | 8.0256 | 8.6011 | 8.5042 | 6.6648 | 6.5898 | 6.9187 | 6.8408 | 7.8523 | 7.7638 | 7.4944 | 7.4099 | 19.0498 | 18.8352 | 17.4196 | 17.2234 | 20.7808 | 20.5467 | 18.8199 | 18.608 | 6.7478 | 6.6717 | 7.6774 | 7.5909 | 0.0079985 | 0.0079084 | 0.0079985 | 0.0079084 | 1 | 0.98874 | 0 | 0 | 1.0114 | 0.0035963 | 0.0035558 | 0.0037165 | 0.0036746 | 0 | 0 | 0 | 0 |  | 0 |  | 0 |  | 0 |  | 0 | 0.25947 | 0.25655 | 3.7646 | 3.7221 | 3.4659 | 3.4268 | 3.3692 | 3.3312 | 3.4478 | 3.409 | 3.6536 | 3.6125 | 3.4633 | 3.4243 | 3.5465 | 3.5065 | 0.0023645 | 0.0023379 | 0.0015703 | 0.0015526
2 | 2019 | 0.061602 | 0.12113 | 0.057049 | 0.11219 | 0.055755 | 0.10913 | 0.047103 | 0.092353 | 161.3457 | 327.9467 | 0 | 0 | 19.2042 | 37.5505 | 77.7802 | 152.0855 | 9.4901 | 17.4342 | 9.1789 | 16.8979 | 10.0602 | 18.2283 | 6.5351 | 12.9065 | 7.2322 | 13.8313 | 8.9331 | 16.3984 | 8.2401 | 15.3747 | 19.4455 | 37.631 | 17.8133 | 34.4415 | 21.2125 | 41.0505 | 19.0159 | 36.9885 | 6.8879 | 13.3295 | 7.8369 | 15.166 | 0.0079985 | 0.01564 | 0.0079985 | 0.01564 | 1 | 1.9553 | 0 | 0 | 1.0114 | 0 | 0.0035558 | 0 | 0.0036746 | 0 | 0 | 0 | 0 |  | 0 |  | 0 |  | 0 |  | 0 | 0.25947 | 0.50735 | 2.4346 | 6.0754 | 2.1699 | 5.5242 | 2.0842 | 5.3457 | 2.1539 | 5.4909 | 2.3363 | 5.8707 | 2.1676 | 5.5194 | 2.2413 | 5.6729 | 0.0014968 | 0.0037847 | 0.0010323 | 0.0025505
3 | 2020 | 0.060238 | 0.17805 | 0.055384 | 0.16452 | 0.056132 | 0.16217 | 0.0455 | 0.13535 | 177.6516 | 495.8159 | 0 | 0 | 19.2042 | 55.6973 | 77.7802 | 225.5828 | 9.0972 | 26.0305 | 8.7887 | 25.2026 | 9.6673 | 27.3632 | 6.153 | 18.7207 | 6.8392 | 20.2939 | 8.5401 | 24.4683 | 7.8472 | 22.7898 | 19.8218 | 56.3613 | 18.172 | 51.6129 | 21.6229 | 61.4828 | 19.1476 | 55.0818 | 7.0212 | 19.9641 | 7.9885 | 22.7146 | 0.0079985 | 0.023198 | 0.0079985 | 0.023198 | 1 | 2.9003 | 0 | 0 | 1.0114 | 0 | 0.0035558 | 0 | 0.0036746 | 0 | 0 | 0 | 0 |  | 0 |  | 0 |  | 0 |  | 0 | 0.25947 | 0.75253 | 2.3954 | 8.3389 | 2.1322 | 7.539 | 2.0469 | 7.2799 | 2.1162 | 7.4906 | 2.2976 | 8.0419 | 2.1299 | 7.532 | 2.2032 | 7.7548 | 0.0014813 | 0.0051844 | 0.0010232 | 0.0035173
4 | 2021 | 0.06369 | 0.23688 | 0.059194 | 0.2192 | 0.060288 | 0.21786 | 0.049881 | 0.18143 | 181.3764 | 663.3654 | 0 | 0 | 19.2042 | 73.4375 | 77.7802 | 297.4336 | 9.4428 | 34.7534 | 9.1316 | 33.6381 | 10.0237 | 36.6228 | 6.4554 | 24.684 | 7.1632 | 26.9111 | 8.8857 | 32.6766 | 8.1928 | 30.358 | 20.2056 | 75.0265 | 18.5504 | 68.7492 | 22.0416 | 81.8441 | 19.3667 | 72.9721 | 7.1571 | 26.5756 | 8.1432 | 30.2371 | 0.0079985 | 0.030586 | 0.0079985 | 0.030586 | 1 | 3.824 | 0 | 0 | 1.0114 | 0 | 0.0035558 | 0 | 0.0036746 | 0 | 0 | 0 | 0 |  | 0 |  | 0 |  | 0 |  | 0 | 0.25947 | 0.99222 | 0.47389 | 8.7767 | 0.2591 | 7.7783 | 0.18955 | 7.4551 | 0.24611 | 7.7179 | 0.39413 | 8.406 | 0.25723 | 7.7696 | 0.31705 | 8.0477 | 0.0001939 | 0.0053635 | 0.00022481 | 0.003725
5 | 2022 | 0.067283 | 0.29765 | 0.062198 | 0.27537 | 0.063231 | 0.27496 | 0.052277 | 0.22864 | 183.0816 | 828.7017 | 0 | 0 | 19.2042 | 90.7804 | 77.7802 | 367.6749 | 9.5468 | 43.3748 | 9.2329 | 41.976 | 10.1277 | 45.7688 | 6.5486 | 30.5978 | 7.2564 | 33.4641 | 8.9789 | 40.7852 | 8.286 | 37.8408 | 20.6049 | 93.6343 | 18.9704 | 85.8808 | 22.4772 | 102.1427 | 19.5398 | 90.6179 | 7.2986 | 33.1668 | 8.3041 | 37.7363 | 0.0079985 | 0.03781 | 0.0079985 | 0.03781 | 1 | 4.7271 | 0 | 0 | 1.0114 | 0 | 0.0035558 | 0 | 0.0036746 | 0 | 0 | 0 | 0 |  | 0 |  | 0 |  | 0 |  | 0 | 0.25947 | 1.2265 | 0.47339 | 9.2042 | 0.25883 | 8.0121 | 0.18935 | 7.6261 | 0.24585 | 7.94 | 0.39372 | 8.7615 | 0.25695 | 8.0016 | 0.31672 | 8.3337 | 0.0001945 | 0.0055392 | 0.00022571 | 0.0039288
6 | 2023 | 0.068834 | 0.35842 | 0.064096 | 0.33196 | 0.067244 | 0.33433 | 0.054947 | 0.27715 | 180.2364 | 987.8224 | 0 | 0 | 19.2042 | 107.7348 | 77.7802 | 436.3428 | 9.6376 | 51.8833 | 9.321 | 50.205 | 10.2185 | 54.7901 | 6.6286 | 36.4498 | 7.3364 | 39.941 | 9.0697 | 48.7924 | 8.366 | 45.2267 | 20.9679 | 112.1456 | 19.2955 | 102.9158 | 22.8732 | 122.3361 | 19.6685 | 107.9822 | 7.4272 | 39.7239 | 8.4504 | 45.1967 | 0.0079985 | 0.044871 | 0.0079985 | 0.044871 | 1 | 5.6099 | 0 | 0 | 1.0114 | 0 | 0.0035558 | 0 | 0.0036746 | 0 | 0 | 0 | 0 |  | 0 |  | 0 |  | 0 |  | 0 | 0.25947 | 1.4556 | 0.47321 | 9.6219 | 0.25873 | 8.2405 | 0.18929 | 7.7932 | 0.24576 | 8.1569 | 0.39357 | 9.109 | 0.25686 | 8.2284 | 0.3166 | 8.6132 | 0.00019518 | 0.0057115 | 0.00022673 | 0.004129
7 | 2024 | 0.070896 | 0.4196 | 0.066307 | 0.38919 | 0.067421 | 0.39252 | 0.057306 | 0.3266 | 183.9571 | 1146.5898 | 0 | 0 | 19.2042 | 124.3093 | 77.7802 | 503.4724 | 9.8738 | 60.4051 | 9.5545 | 58.4512 | 10.4655 | 63.8225 | 6.8215 | 42.3373 | 7.551 | 46.458 | 9.3059 | 56.8241 | 8.5914 | 52.6416 | 21.3307 | 130.5555 | 19.6024 | 119.834 | 23.269 | 142.4189 | 19.8254 | 125.0928 | 7.5557 | 46.2449 | 8.5967 | 52.6162 | 0.0079985 | 0.051774 | 0.0079985 | 0.051774 | 1 | 6.473 | 0 | 0 | 1.0114 | 0 | 0.0035558 | 0 | 0.0036746 | 0 | 0 | 0 | 0 |  | 0 |  | 0 |  | 0 |  | 0 | 0.25947 | 1.6796 | 0.47236 | 10.0296 | 0.25827 | 8.4634 | 0.18894 | 7.9562 | 0.24532 | 8.3687 | 0.39286 | 9.448 | 0.2564 | 8.4497 | 0.31603 | 8.886 | 0.00019578 | 0.0058805 | 0.00022763 | 0.0043254
8 | 2025 | 0.073949 | 0.482 | 0.068315 | 0.44683 | 0.072614 | 0.45378 | 0.059231 | 0.37658 | 187.787 | 1305.0321 | 0 | 0 | 19.2042 | 140.5126 | 77.7802 | 569.0982 | 9.983 | 68.8281 | 9.6637 | 66.6048 | 10.5747 | 72.7448 | 6.9308 | 48.185 | 7.6602 | 52.9212 | 9.4152 | 64.768 | 8.7006 | 59.9826 | 21.666 | 148.8358 | 19.9263 | 136.6464 | 23.6348 | 162.3603 | 20.0138 | 141.9792 | 7.6745 | 52.7201 | 8.7318 | 59.9835 | 0.0079985 | 0.058523 | 0.0079985 | 0.058523 | 1 | 7.3167 | 0 | 0 | 1.0114 | 0 | 0.0035558 | 0 | 0.0036746 | 0 | 0 | 0 | 0 |  | 0 |  | 0 |  | 0 |  | 0 | 0.25947 | 1.8985 | 0.47151 | 10.4275 | 0.2578 | 8.6809 | 0.18861 | 8.1154 | 0.24488 | 8.5753 | 0.39216 | 9.7789 | 0.25594 | 8.6656 | 0.31547 | 9.1521 | 0.00019638 | 0.0060462 | 0.00022853 | 0.0045183
9 | 2026 | 0.075943 | 0.54464 | 0.070258 | 0.50478 | 0.076905 | 0.51722 | 0.06147 | 0.42728 | 188.5534 | 1460.5573 | 0 | 0 | 19.2042 | 156.3529 | 77.7802 | 633.254 | 10.1109 | 77.1679 | 9.7943 | 74.6835 | 10.7134 | 81.5816 | 7.037 | 53.9894 | 7.7665 | 59.3273 | 9.5431 | 72.6394 | 8.8177 | 67.2557 | 21.9158 | 166.9127 | 20.1988 | 153.3071 | 23.9073 | 182.0798 | 20.17 | 158.6161 | 7.763 | 59.1233 | 8.8325 | 67.2688 | 0.0079985 | 0.06512 | 0.0079985 | 0.06512 | 1 | 8.1416 | 0 | 0 | 1.0114 | 0 | 0.0035558 | 0 | 0.0036746 | 0 | 0 | 0 | 0 |  | 0 |  | 0 |  | 0 |  | 0 | 0.25947 | 2.1125 | 0.47067 | 10.8157 | 0.25735 | 8.8932 | 0.18827 | 8.2707 | 0.24445 | 8.7769 | 0.39146 | 10.1018 | 0.25548 | 8.8764 | 0.3149 | 9.4119 | 0.00019699 | 0.0062086 | 0.00022944 | 0.0047075
10 | 2027 | 0.077222 | 0.60691 | 0.071882 | 0.56274 | 0.074134 | 0.577 | 0.062807 | 0.47793 | 186.8024 | 1611.1866 | 0 | 0 | 19.2042 | 171.8384 | 77.7802 | 695.9726 | 10.2143 | 85.4043 | 9.8869 | 82.6559 | 10.806 | 90.2951 | 7.1297 | 59.7384 | 7.8699 | 65.6733 | 9.6357 | 80.4092 | 8.9211 | 74.4493 | 22.2704 | 184.8706 | 20.5486 | 169.8766 | 24.2941 | 201.6695 | 20.3266 | 175.0066 | 7.8885 | 65.4843 | 8.9754 | 74.5062 | 0.0079985 | 0.07157 | 0.0079985 | 0.07157 | 1 | 8.9479 | 0 | 0 | 1.0114 | 0 | 0.0035558 | 0 | 0.0036746 | 0 | 0 | 0 | 0 |  | 0 |  | 0 |  | 0 |  | 0 | 0.25947 | 2.3217 | 0.46984 | 11.1945 | 0.25689 | 9.1003 | 0.18794 | 8.4222 | 0.24401 | 8.9737 | 0.39077 | 10.4169 | 0.25503 | 9.082 | 0.31435 | 9.6654 | 0.0001976 | 0.006368 | 0.00023036 | 0.0048933
11 | 2028 | 0.078468 | 0.66876 | 0.073738 | 0.62087 | 0.078164 | 0.63861 | 0.064913 | 0.5291 | 191.2889 | 1761.9783 | 0 | 0 | 19.2042 | 186.977 | 77.7802 | 757.2862 | 10.3208 | 93.5401 | 10.0015 | 90.54 | 10.9232 | 98.9058 | 7.2361 | 65.4426 | 7.9763 | 71.961 | 9.7529 | 88.0973 | 9.0275 | 81.5656 | 22.4936 | 202.6022 | 20.7452 | 186.2299 | 24.5376 | 221.0123 | 20.4533 | 191.1298 | 7.9676 | 71.7651 | 9.0653 | 81.6523 | 0.0079985 | 0.077875 | 0.0079985 | 0.077875 | 1 | 9.7362 | 0 | 0 | 1.0114 | 0 | 0.0035558 | 0 | 0.0036746 | 0 | 0 | 0 | 0 |  | 0 |  | 0 |  | 0 |  | 0 | 0.25947 | 2.5263 | 0.46901 | 11.5643 | 0.25644 | 9.3025 | 0.18761 | 8.5701 | 0.24358 | 9.1657 | 0.39008 | 10.7244 | 0.25458 | 9.2827 | 0.31379 | 9.9127 | 0.00019821 | 0.0065242 | 0.00023127 | 0.0050756
12 | 2029 | 0.082454 | 0.7323 | 0.078101 | 0.68105 | 0.081496 | 0.70142 | 0.067988 | 0.58149 | 198.7304 | 1915.1269 | 0 | 0 | 19.2042 | 201.7764 | 77.7802 | 817.2264 | 10.5192 | 101.6466 | 10.1999 | 98.4004 | 11.1217 | 107.4765 | 7.4345 | 71.1719 | 8.1748 | 78.2607 | 9.9513 | 95.7661 | 9.2259 | 88.6755 | 22.7797 | 220.157 | 21.0426 | 202.446 | 24.8496 | 240.1623 | 20.5936 | 206.9999 | 8.0689 | 77.9833 | 9.1806 | 88.7272 | 0.0079985 | 0.084039 | 0.0079985 | 0.084039 | 1 | 10.5069 | 0 | 0 | 1.0114 | 0 | 0.0035558 | 0 | 0.0036746 | 0 | 0 | 0 | 0 |  | 0 |  | 0 |  | 0 |  | 0 | 0.25947 | 2.7262 | 0.4682 | 11.9251 | 0.25599 | 9.4997 | 0.18728 | 8.7144 | 0.24316 | 9.3531 | 0.3894 | 11.0245 | 0.25414 | 9.4785 | 0.31325 | 10.1541 | 0.00019883 | 0.0066774 | 0.0002322 | 0.0052545
13 | 2030 | 0.089252 | 0.79954 | 0.081053 | 0.74212 | 0.09779 | 0.77509 | 0.072834 | 0.63636 | 200.9191 | 2066.4937 | 0 | 0 | 19.2042 | 216.2444 | 77.7802 | 875.8238 | 10.8043 | 109.7862 | 10.485 | 106.2995 | 11.4068 | 116.0701 | 7.7196 | 76.9876 | 8.4598 | 84.6341 | 10.2364 | 103.478 | 9.511 | 95.8408 | 23.0053 | 237.4885 | 21.2739 | 218.4732 | 25.0957 | 259.0687 | 20.7306 | 222.6177 | 8.1488 | 84.1224 | 9.2715 | 95.7121 | 0.0079985 | 0.090065 | 0.0079985 | 0.090065 | 1 | 11.2602 | 0 | 0 | 1.0114 | 0 | 0.0035558 | 0 | 0.0036746 | 0 | 0 | 0 | 0 |  | 0 |  | 0 |  | 0 |  | 0 | 0.25947 | 2.9217 | 0.46738 | 12.2772 | 0.25555 | 9.6923 | 0.18695 | 8.8553 | 0.24274 | 9.5359 | 0.38872 | 11.3173 | 0.2537 | 9.6697 | 0.3127 | 10.3897 | 0.00019944 | 0.0068277 | 0.00023312 | 0.0054301
14 | 2031 | 0.092281 | 0.86751 | 0.08403 | 0.804 | 0.10198 | 0.85019 | 0.075677 | 0.6921 | 192.3469 | 2208.1562 | 0 | 0 | 19.2042 | 230.3882 | 77.7802 | 933.1086 | 10.9508 | 117.8514 | 10.6309 | 114.1291 | 11.5552 | 124.5804 | 7.8589 | 82.7756 | 8.6018 | 90.9693 | 10.3823 | 111.1245 | 9.654 | 102.9509 | 23.3057 | 254.653 | 21.5673 | 234.3575 | 25.4235 | 277.793 | 20.8721 | 237.99 | 8.2553 | 90.2024 | 9.3926 | 102.6298 | 0.0079985 | 0.095956 | 0.0079985 | 0.095956 | 1 | 11.9967 | 0 | 0 | 1.0114 | 0 | 0.0035558 | 0 | 0.0036746 | 0 | 0 | 0 | 0 |  | 0 |  | 0 |  | 0 |  | 0 | 0.25947 | 3.1128 | 0.46738 | 12.6214 | 0.25555 | 9.8805 | 0.18695 | 8.9929 | 0.24274 | 9.7147 | 0.38872 | 11.6036 | 0.2537 | 9.8565 | 0.3127 | 10.62 | 0.00019944 | 0.0069746 | 0.00023312 | 0.0056018
15 | 2032 | 0.095422 | 0.93621 | 0.087128 | 0.86674 | 0.10636 | 0.92677 | 0.078644 | 0.74872 | 192.3469 | 2346.6454 | 0 | 0 | 19.2042 | 244.2152 | 77.7802 | 989.1102 | 11.0993 | 125.8429 | 10.7788 | 121.8898 | 11.7055 | 133.0083 | 8.0007 | 88.5361 | 8.7461 | 97.2664 | 10.5302 | 118.7062 | 9.7991 | 110.0063 | 23.6101 | 271.6523 | 21.8648 | 250.1001 | 25.7556 | 296.3369 | 21.0147 | 253.1205 | 8.3631 | 96.2238 | 9.5153 | 109.4808 | 0.0079985 | 0.10171 | 0.0079985 | 0.10171 | 1 | 12.7167 | 0 | 0 | 1.0114 | 0 | 0.0035558 | 0 | 0.0036746 | 0 | 0 | 0 | 0 |  | 0 |  | 0 |  | 0 |  | 0 | 0.25947 | 3.2996 | 0.46738 | 12.9579 | 0.25555 | 10.0645 | 0.18695 | 9.1276 | 0.24274 | 9.8895 | 0.38872 | 11.8835 | 0.2537 | 10.0392 | 0.3127 | 10.8452 | 0.00019944 | 0.0071182 | 0.00023312 | 0.0057697
16 | 2033 | 0.09868 | 1.0057 | 0.090352 | 0.93033 | 0.11094 | 1.0049 | 0.08174 | 0.80626 | 192.3469 | 2482.0324 | 0 | 0 | 19.2042 | 257.7325 | 77.7802 | 1043.8572 | 11.2498 | 133.7612 | 10.9288 | 129.5822 | 11.8578 | 141.3547 | 8.1451 | 94.2692 | 8.8928 | 103.5258 | 10.6803 | 126.2238 | 9.9464 | 117.0072 | 23.9185 | 288.4878 | 22.1664 | 265.7023 | 26.0919 | 314.7022 | 21.1582 | 268.013 | 8.4723 | 102.1872 | 9.6396 | 116.2658 | 0.0079985 | 0.10734 | 0.0079985 | 0.10734 | 1 | 13.4206 | 0 | 0 | 1.0114 | 0 | 0.0035558 | 0 | 0.0036746 | 0 | 0 | 0 | 0 |  | 0 |  | 0 |  | 0 |  | 0 | 0.25947 | 3.4822 | 0.46738 | 13.2869 | 0.25555 | 10.2443 | 0.18695 | 9.2591 | 0.24274 | 10.0603 | 0.38872 | 12.1571 | 0.2537 | 10.2178 | 0.3127 | 11.0653 | 0.00019944 | 0.0072586 | 0.00023312 | 0.0059338
17 | 2034 | 0.10206 | 1.0759 | 0.093707 | 0.99481 | 0.11574 | 1.0845 | 0.084972 | 0.86473 | 192.3469 | 2614.3865 | 0 | 0 | 19.2042 | 270.9469 | 77.7802 | 1097.3779 | 11.4023 | 141.6072 | 11.0809 | 137.207 | 12.0121 | 149.6202 | 8.2921 | 99.975 | 9.042 | 109.7476 | 10.8325 | 133.6776 | 10.0959 | 123.9542 | 24.2309 | 305.1611 | 22.4722 | 281.1654 | 26.4327 | 332.8906 | 21.3027 | 282.6714 | 8.583 | 108.0931 | 9.7655 | 122.9854 | 0.0079985 | 0.11285 | 0.0079985 | 0.11285 | 1 | 14.1087 | 0 | 0 | 1.0114 | 0 | 0.0035558 | 0 | 0.0036746 | 0 | 0 | 0 | 0 |  | 0 |  | 0 |  | 0 |  | 0 | 0.25947 | 3.6608 | 0.46738 | 13.6085 | 0.25555 | 10.4202 | 0.18695 | 9.3878 | 0.24274 | 10.2274 | 0.38872 | 12.4246 | 0.2537 | 10.3923 | 0.3127 | 11.2804 | 0.00019944 | 0.0073958 | 0.00023312 | 0.0060942
18 | 2035 | 0.10556 | 1.1469 | 0.097199 | 1.0602 | 0.12077 | 1.1657 | 0.088345 | 0.92415 | 192.3469 | 2743.7757 | 0 | 0 | 19.2042 | 283.8654 | 77.7802 | 1149.6996 | 11.557 | 149.3814 | 11.2351 | 144.7648 | 12.1683 | 157.8056 | 8.4417 | 105.6536 | 9.1937 | 115.9321 | 10.9869 | 141.0684 | 10.2477 | 130.8477 | 24.5474 | 321.6738 | 22.7821 | 296.4907 | 26.778 | 350.9038 | 21.4481 | 297.0993 | 8.6951 | 113.9422 | 9.893 | 129.6404 | 0.0079985 | 0.11823 | 0.0079985 | 0.11823 | 1 | 14.7814 | 0 | 0 | 1.0114 | 0 | 0.0035558 | 0 | 0.0036746 | 0 | 0 | 0 | 0 |  | 0 |  | 0 |  | 0 |  | 0 | 0.25947 | 3.8353 | 0.46738 | 13.9229 | 0.25555 | 10.5921 | 0.18695 | 9.5135 | 0.24274 | 10.3907 | 0.38872 | 12.6861 | 0.2537 | 10.563 | 0.3127 | 11.4908 | 0.00019944 | 0.00753 | 0.00023312 | 0.006251
19 | 2036 | 0.1092 | 1.2187 | 0.10083 | 1.1265 | 0.12602 | 1.2486 | 0.091866 | 0.98457 | 192.3469 | 2870.2665 | 0 | 0 | 19.2042 | 296.4944 | 77.7802 | 1200.8493 | 11.7137 | 157.0845 | 11.3915 | 152.256 | 12.3266 | 165.9119 | 8.5941 | 111.3053 | 9.3479 | 122.0795 | 11.1435 | 148.3965 | 10.4017 | 137.6881 | 24.868 | 338.0275 | 23.0964 | 311.6793 | 27.1277 | 368.7435 | 21.5946 | 311.3003 | 8.8087 | 119.735 | 10.0223 | 136.2312 | 0.0079985 | 0.12349 | 0.0079985 | 0.12349 | 1 | 15.439 | 0 | 0 | 1.0114 | 0 | 0.0035558 | 0 | 0.0036746 | 0 | 0 | 0 | 0 |  | 0 |  | 0 |  | 0 |  | 0 | 0.25947 | 4.006 | 0.46738 | 14.2303 | 0.25555 | 10.7601 | 0.18695 | 9.6365 | 0.24274 | 10.5503 | 0.38872 | 12.9417 | 0.2537 | 10.7298 | 0.3127 | 11.6964 | 0.00019944 | 0.0076611 | 0.00023312 | 0.0064043
20 | 2037 | 0.11297 | 1.2913 | 0.10461 | 1.1938 | 0.13152 | 1.3332 | 0.09554 | 1.046 | 192.3469 | 2993.9238 | 0 | 0 | 19.2042 | 308.8406 | 77.7802 | 1250.8532 | 11.8725 | 164.7172 | 11.55 | 159.6814 | 12.487 | 173.9396 | 8.7491 | 116.93 | 9.5048 | 128.19 | 11.3023 | 155.6626 | 10.5581 | 144.4758 | 25.1928 | 354.2236 | 23.415 | 326.7325 | 27.482 | 386.4113 | 21.7421 | 325.278 | 8.9237 | 125.4719 | 10.1532 | 142.7585 | 0.0079985 | 0.12863 | 0.0079985 | 0.12863 | 1 | 16.0819 | 0 | 0 | 1.0114 | 0 | 0.0035558 | 0 | 0.0036746 | 0 | 0 | 0 | 0 |  | 0 |  | 0 |  | 0 |  | 0 | 0.25947 | 4.1728 | 0.46738 | 14.5307 | 0.25555 | 10.9244 | 0.18695 | 9.7567 | 0.24274 | 10.7063 | 0.38872 | 13.1916 | 0.2537 | 10.8929 | 0.3127 | 11.8974 | 0.00019944 | 0.0077894 | 0.00023312 | 0.0065542
21 | 2038 | 0.11688 | 1.3648 | 0.10855 | 1.262 | 0.13728 | 1.4195 | 0.099375 | 1.1084 | 192.3469 | 3114.811 | 0 | 0 | 19.2042 | 320.9102 | 77.7802 | 1299.737 | 12.0335 | 172.2801 | 11.7107 | 167.0414 | 12.6495 | 181.8896 | 8.907 | 122.5279 | 9.6642 | 134.2638 | 11.4634 | 162.8672 | 10.7168 | 151.2111 | 25.5219 | 370.2637 | 23.738 | 341.6515 | 27.841 | 403.909 | 21.8905 | 339.0359 | 9.0403 | 131.1536 | 10.2858 | 149.223 | 0.0079985 | 0.13366 | 0.0079985 | 0.13366 | 1 | 16.7104 | 0 | 0 | 1.0114 | 0 | 0.0035558 | 0 | 0.0036746 | 0 | 0 | 0 | 0 |  | 0 |  | 0 |  | 0 |  | 0 | 0.25947 | 4.3358 | 0.46738 | 14.8245 | 0.25555 | 11.085 | 0.18695 | 9.8742 | 0.24274 | 10.8589 | 0.38872 | 13.4359 | 0.2537 | 11.0524 | 0.3127 | 12.094 | 0.00019944 | 0.0079147 | 0.00023312 | 0.0067007
22 | 2039 | 0.12094 | 1.4391 | 0.11264 | 1.3312 | 0.14331 | 1.5075 | 0.10338 | 1.172 | 192.3469 | 3232.9902 | 0 | 0 | 19.2042 | 332.7094 | 77.7802 | 1347.5257 | 12.1967 | 179.7738 | 11.8737 | 174.3367 | 12.814 | 189.7626 | 9.0678 | 128.0992 | 9.8264 | 140.3012 | 11.6267 | 170.0107 | 10.8779 | 157.8946 | 25.8552 | 386.1493 | 24.0654 | 356.4374 | 28.2046 | 421.2381 | 22.04 | 352.5774 | 9.1583 | 136.7805 | 10.4201 | 155.6252 | 0.0079985 | 0.13857 | 0.0079985 | 0.13857 | 1 | 17.3248 | 0 | 0 | 1.0114 | 0 | 0.0035558 | 0 | 0.0036746 | 0 | 0 | 0 | 0 |  | 0 |  | 0 |  | 0 |  | 0 | 0.25947 | 4.4953 | 0.46738 | 15.1117 | 0.25555 | 11.242 | 0.18695 | 9.989 | 0.24274 | 11.008 | 0.38872 | 13.6748 | 0.2537 | 11.2082 | 0.3127 | 12.2861 | 0.00019944 | 0.0080372 | 0.00023312 | 0.0068439
23 | 2040 | 0.12514 | 1.5143 | 0.1169 | 1.4014 | 0.14961 | 1.5974 | 0.10756 | 1.2366 | 192.3469 | 3348.5221 | 0 | 0 | 19.2042 | 344.2443 | 77.7802 | 1394.2439 | 12.3621 | 187.199 | 12.039 | 181.5678 | 12.9807 | 197.5594 | 9.2314 | 133.644 | 9.9912 | 146.3023 | 11.7924 | 177.0937 | 11.0414 | 164.5265 | 26.1929 | 401.8819 | 24.3974 | 371.0915 | 28.573 | 438.4003 | 22.1905 | 365.906 | 9.278 | 142.3533 | 10.5562 | 161.9657 | 0.0079985 | 0.14338 | 0.0079985 | 0.14338 | 1 | 17.9254 | 0 | 0 | 1.0114 | 0 | 0.0035558 | 0 | 0.0036746 | 0 | 0 | 0 | 0 |  | 0 |  | 0 |  | 0 |  | 0 | 0.25947 | 4.6511 | 0.46738 | 15.3924 | 0.25555 | 11.3955 | 0.18695 | 10.1013 | 0.24274 | 11.1538 | 0.38872 | 13.9082 | 0.2537 | 11.3606 | 0.3127 | 12.4739 | 0.00019944 | 0.008157 | 0.00023312 | 0.0069839
24 | 2041 | 0.1295 | 1.5903 | 0.12134 | 1.4727 | 0.15621 | 1.6891 | 0.11192 | 1.3023 | 192.3469 | 3461.4659 | 0 | 0 | 19.2042 | 355.5208 | 77.7802 | 1439.9156 | 12.5297 | 194.5563 | 12.2065 | 188.7353 | 13.1496 | 205.2807 | 9.398 | 139.1624 | 10.1588 | 152.2675 | 11.9605 | 184.1168 | 11.2074 | 171.1074 | 26.535 | 417.463 | 24.7339 | 385.615 | 28.9462 | 455.3972 | 22.3421 | 379.025 | 9.3991 | 147.8723 | 10.6941 | 168.2451 | 0.0079985 | 0.14807 | 0.0079985 | 0.14807 | 1 | 18.5126 | 0 | 0 | 1.0114 | 0 | 0.0035558 | 0 | 0.0036746 | 0 | 0 | 0 | 0 |  | 0 |  | 0 |  | 0 |  | 0 | 0.25947 | 4.8035 | 0.46738 | 15.6668 | 0.25555 | 11.5456 | 0.18695 | 10.2111 | 0.24274 | 11.2964 | 0.38872 | 14.1365 | 0.2537 | 11.5096 | 0.3127 | 12.6575 | 0.00019944 | 0.0082741 | 0.00023312 | 0.0071208
25 | 2042 | 0.13403 | 1.6673 | 0.12595 | 1.545 | 0.16312 | 1.7827 | 0.11647 | 1.3691 | 192.3469 | 3571.8798 | 0 | 0 | 19.2042 | 366.5447 | 77.7802 | 1484.5641 | 12.6996 | 201.8463 | 12.3764 | 195.8398 | 13.3207 | 212.9272 | 9.5676 | 144.6545 | 10.3293 | 158.1969 | 12.1309 | 191.0804 | 11.3759 | 177.6375 | 26.8816 | 432.8939 | 25.0751 | 400.009 | 29.3243 | 472.2303 | 22.4946 | 391.9377 | 9.5219 | 153.3382 | 10.8338 | 174.4641 | 0.0079985 | 0.15266 | 0.0079985 | 0.15266 | 1 | 19.0866 | 0 | 0 | 1.0114 | 0 | 0.0035558 | 0 | 0.0036746 | 0 | 0 | 0 | 0 |  | 0 |  | 0 |  | 0 |  | 0 | 0.25947 | 4.9524 | 0.46738 | 15.9351 | 0.25555 | 11.6923 | 0.18695 | 10.3184 | 0.24274 | 11.4357 | 0.38872 | 14.3596 | 0.2537 | 11.6552 | 0.3127 | 12.837 | 0.00019944 | 0.0083886 | 0.00023312 | 0.0072546
|  | Year 3 Avoided Cost Data - In 2016$ | [15 empty] | 1 | 2 | 3 | 4 | 5 | 6 | 7 | 8 | 9 | 10 | 11 | 12 | 13 | 14 | 15 | 16 | 17 | 18 | 19 | 20 | 21 | 22 | 23 | 24
|  | Annual | Cumulative | Annual | Cumulative | Annual | Cumulative | Annual | Cumulative | Annual | Cumulative | Annual | Cumulative | Annual | Cumulative | Annual | Cumulative | Annual | Cumulative | Annual | Cumulative | Annual | Cumulative | Annual | Cumulative | Annual | Cumulative | Annual | Cumulative | Annual | Cumulative | Annual | Cumulative | Annual | Cumulative | Annual | Cumulative | Annual | Cumulative | Annual | Cumulative | Annual | Cumulative | Annual | Cumulative | Annual | Cumulative | Annual | Cumulative | Annual | Cumulative |  | Annual | Cumulative | Annual | Cumulative | Annual | Cumulative | Annual | Cumulative | Annual | Cumulative | Annual | Cumulative | Annual | Cumulative | Annual | Cumulative | Annual | Cumulative | Annual | Cumulative | Annual | Cumulative | Annual | Cumulative | Annual | Cumulative | Annual | Cumulative | Annual | Cumulative | Annual | Cumulative | Annual | Cumulative | Annual | Cumulative
|  | Winter Peak Energy |  | Winter Off-Peak Energy ($ per kWh) |  | Summer Peak Energy ($ per kWh) |  | Summer Off-Peak Energy ($ per kWh) |  | Summer Generation ($ per kW) |  | Winter Generation ($ per kW) |  | Transmission ($ per kW) |  | Distribution ($ per kW) |  | 1: NG - Res All ($ per MMBtu); 3: NG - Res Hot Water ($ per MMBtu); 5: NG - Res Heating ($ per MMBtu); 7: NG - Res Non Heating ($ per MMBtu); 9: NG - C&I Gas Non Heating ($ per MMBtu); 11: NG - C&I Gas Heat ($ per MMBtu); 13: NG - C&I Gas All ($ per MMBtu); 15: Fuel Oil - Residential Distillate ($ per MMBtu); 17: Fuel Oil - Com Fuel Oil ($ per MMBtu); 19: Kerosene ($ per MMBtu); 21: Propane (11) ($ per MMBtu); 23: Cord Wood ($ per MMBtu) | Pellet Wood ($ per MMBtu) |  | Res Water ($ per gallon) |  | C&I Water ($ per gallon) |  | Non-Resource Annual |  | DRIPE ($ per kW) |  | Non-Resource | Winter Peak Energy DRIPE |  | Winter Off-Peak Energy DRIPE |  | Summer Peak Energy DRIPE |  | Summer Off-Peak Energy DRIPE |  | Winter Peak Energy CO2 Costs |  | Winter Off-Peak Energy CO2 Costs |  | Summer Peak Energy CO2 Costs |  | Summer Off-Peak Energy CO2 Costs |  | Gas Supply DRIPE |  | Res Non-Heating Gas to Electric DRIPE |  | Res Hot Water Energy Gas to Electric DRIPE |  | Res Heating Energy Gas to Electric DRIPE |  | Res All Energy Gas to Electric DRIPE |  | C&I Non-Heating Gas to Electric DRIPE |  | C&I Heating Energy Gas to Electric DRIPE |  | C&I All Energy Gas to Electric DRIPE |  | Energy Electric Cross DRIPE |  | Energy Electric Cross DRIPE
1 | 2019 | 0.061602 | 0.060908 | 0.057049 | 0.056407 | 0.055755 | 0.055127 | 0.047103 | 0.046572 | 161.3457 | 159.5283 | 0 | 0 | 19.2042 | 18.9879 | 77.7802 | 76.9041 | 9.4901 | 9.3832 | 9.1789 | 9.0755 | 10.0602 | 9.9469 | 6.5351 | 6.4615 | 7.2322 | 7.1507 | 8.9331 | 8.8324 | 8.2401 | 8.1473 | 19.4455 | 19.2265 | 17.8133 | 17.6126 | 21.2125 | 20.9736 | 19.0159 | 18.8018 | 6.8879 | 6.8103 | 7.8369 | 7.7486 | 0.0079985 | 0.0079084 | 0.0079985 | 0.0079084 | 1 | 0.98874 | 0 | 0 | 1.0114 | 0 | 0 | 0 | 0 | 0 | 0 | 0 | 0 |  | 0 |  | 0 |  | 0 |  | 0 | 0.25947 | 0.25655 | 2.4346 | 2.4072 | 2.1699 | 2.1454 | 2.0842 | 2.0607 | 2.1539 | 2.1296 | 2.3363 | 2.31 | 2.1676 | 2.1431 | 2.2413 | 2.2161 | 0.0014968 | 0.00148 | 0.0010323 | 0.0010207
2 | 2020 | 0.060238 | 0.11913 | 0.055384 | 0.10994 | 0.056132 | 0.10938 | 0.0455 | 0.090552 | 177.6516 | 331.244 | 0 | 0 | 19.2042 | 37.5505 | 77.7802 | 152.0855 | 9.0972 | 18.1765 | 8.7887 | 17.5706 | 9.6673 | 19.2911 | 6.153 | 12.409 | 6.8392 | 13.7614 | 8.5401 | 17.0872 | 7.8472 | 15.7323 | 19.8218 | 38.386 | 18.172 | 35.1775 | 21.6229 | 41.8741 | 19.1476 | 37.3096 | 7.0212 | 13.597 | 7.9885 | 15.4702 | 0.0079985 | 0.01564 | 0.0079985 | 0.01564 | 1 | 1.9553 | 0 | 0 | 1.0114 | 0 | 0 | 0 | 0 | 0 | 0 | 0 | 0 |  | 0 |  | 0 |  | 0 |  | 0 | 0.25947 | 0.50735 | 2.3954 | 4.7226 | 2.1322 | 4.2064 | 2.0469 | 4.0392 | 2.1162 | 4.1751 | 2.2976 | 4.5309 | 2.1299 | 4.2019 | 2.2032 | 4.3456 | 0.0014813 | 0.0029117 | 0.0010232 | 0.0020097
3 | 2021 | 0.06369 | 0.17932 | 0.059194 | 0.16587 | 0.060288 | 0.16635 | 0.049881 | 0.13769 | 181.3764 | 502.6329 | 0 | 0 | 19.2042 | 55.6973 | 77.7802 | 225.5828 | 9.4428 | 27.0993 | 9.1316 | 26.1993 | 10.0237 | 28.7628 | 6.4554 | 18.5089 | 7.1632 | 20.5302 | 8.8857 | 25.4837 | 8.1928 | 23.4739 | 20.2056 | 57.4789 | 18.5504 | 52.7064 | 22.0416 | 62.7019 | 19.3667 | 55.6098 | 7.1571 | 20.36 | 8.1432 | 23.165 | 0.0079985 | 0.023198 | 0.0079985 | 0.023198 | 1 | 2.9003 | 0 | 0 | 1.0114 | 0 | 0 | 0 | 0 | 0 | 0 | 0 | 0 |  | 0 |  | 0 |  | 0 |  | 0 | 0.25947 | 0.75253 | 0.47389 | 5.1703 | 0.2591 | 4.4512 | 0.18955 | 4.2183 | 0.24611 | 4.4077 | 0.39413 | 4.9033 | 0.25723 | 4.4449 | 0.31705 | 4.6452 | 0.0001939 | 0.003095 | 0.00022481 | 0.0022221
4 | 2022 | 0.067283 | 0.24147 | 0.062198 | 0.22333 | 0.063231 | 0.22476 | 0.052277 | 0.18598 | 183.0816 | 671.7577 | 0 | 0 | 19.2042 | 73.4375 | 77.7802 | 297.4336 | 9.5468 | 35.9183 | 9.2329 | 34.7284 | 10.1277 | 38.1184 | 6.5486 | 24.5582 | 7.2564 | 27.2334 | 8.9789 | 33.7781 | 8.286 | 31.1282 | 20.6049 | 76.513 | 18.9704 | 70.2306 | 22.4772 | 83.4656 | 19.5398 | 73.66 | 7.2986 | 27.1022 | 8.3041 | 30.8361 | 0.0079985 | 0.030586 | 0.0079985 | 0.030586 | 1 | 3.824 | 0 | 0 | 1.0114 | 0 | 0 | 0 | 0 | 0 | 0 | 0 | 0 |  | 0 |  | 0 |  | 0 |  | 0 | 0.25947 | 0.99222 | 0.47339 | 5.6076 | 0.25883 | 4.6903 | 0.18935 | 4.3933 | 0.24585 | 4.6348 | 0.39372 | 5.267 | 0.25695 | 4.6823 | 0.31672 | 4.9378 | 0.0001945 | 0.0032746 | 0.00022571 | 0.0024306
5 | 2023 | 0.068834 | 0.30363 | 0.064096 | 0.28121 | 0.067244 | 0.28549 | 0.054947 | 0.2356 | 180.2364 | 834.5245 | 0 | 0 | 19.2042 | 90.7804 | 77.7802 | 367.6749 | 9.6376 | 44.6217 | 9.321 | 43.1459 | 10.2185 | 47.3465 | 6.6286 | 30.5443 | 7.3364 | 33.8587 | 9.0697 | 41.9687 | 8.366 | 38.6833 | 20.9679 | 95.4486 | 19.2955 | 87.6559 | 22.8732 | 104.1218 | 19.6685 | 91.4222 | 7.4272 | 33.8095 | 8.4504 | 38.4675 | 0.0079985 | 0.03781 | 0.0079985 | 0.03781 | 1 | 4.7271 | 0 | 0 | 1.0114 | 0 | 0 | 0 | 0 | 0 | 0 | 0 | 0 |  | 0 |  | 0 |  | 0 |  | 0 | 0.25947 | 1.2265 | 0.47321 | 6.035 | 0.25873 | 4.9239 | 0.18929 | 4.5642 | 0.24576 | 4.8568 | 0.39357 | 5.6224 | 0.25686 | 4.9142 | 0.3166 | 5.2237 | 0.00019518 | 0.0034509 | 0.00022673 | 0.0026354
6 | 2024 | 0.070896 | 0.36622 | 0.066307 | 0.33975 | 0.067421 | 0.34501 | 0.057306 | 0.28619 | 183.9571 | 996.93 | 0 | 0 | 19.2042 | 107.7348 | 77.7802 | 436.3428 | 9.8738 | 53.3388 | 9.5545 | 51.5811 | 10.4655 | 56.5859 | 6.8215 | 36.5666 | 7.551 | 40.5251 | 9.3059 | 50.1844 | 8.5914 | 46.2681 | 21.3307 | 114.2803 | 19.6024 | 104.9618 | 23.269 | 124.6647 | 19.8254 | 108.9249 | 7.5557 | 40.48 | 8.5967 | 46.057 | 0.0079985 | 0.044871 | 0.0079985 | 0.044871 | 1 | 5.6099 | 0 | 0 | 1.0114 | 0 | 0 | 0 | 0 | 0 | 0 | 0 | 0 |  | 0 |  | 0 |  | 0 |  | 0 | 0.25947 | 1.4556 | 0.47236 | 6.452 | 0.25827 | 5.152 | 0.18894 | 4.731 | 0.24532 | 5.0733 | 0.39286 | 5.9693 | 0.2564 | 5.1406 | 0.31603 | 5.5027 | 0.00019578 | 0.0036237 | 0.00022763 | 0.0028363
7 | 2025 | 0.073949 | 0.43005 | 0.068315 | 0.39871 | 0.072614 | 0.40768 | 0.059231 | 0.33731 | 187.787 | 1159.0029 | 0 | 0 | 19.2042 | 124.3093 | 77.7802 | 503.4724 | 9.983 | 61.9548 | 9.6637 | 59.9215 | 10.5747 | 65.7126 | 6.9308 | 42.5484 | 7.6602 | 47.1363 | 9.4152 | 58.3103 | 8.7006 | 53.7773 | 21.666 | 132.9795 | 19.9263 | 122.1595 | 23.6348 | 145.0631 | 20.0138 | 126.1982 | 7.6745 | 47.1035 | 8.7318 | 53.5931 | 0.0079985 | 0.051774 | 0.0079985 | 0.051774 | 1 | 6.473 | 0 | 0 | 1.0114 | 0 | 0 | 0 | 0 | 0 | 0 | 0 | 0 |  | 0 |  | 0 |  | 0 |  | 0 | 0.25947 | 1.6796 | 0.47151 | 6.859 | 0.2578 | 5.3745 | 0.18861 | 4.8938 | 0.24488 | 5.2847 | 0.39216 | 6.3077 | 0.25594 | 5.3615 | 0.31547 | 5.775 | 0.00019638 | 0.0037932 | 0.00022853 | 0.0030336
8 | 2026 | 0.075943 | 0.49412 | 0.070258 | 0.45799 | 0.076905 | 0.47257 | 0.06147 | 0.38918 | 188.5534 | 1318.0918 | 0 | 0 | 19.2042 | 140.5126 | 77.7802 | 569.0982 | 10.1109 | 70.4857 | 9.7943 | 68.1853 | 10.7134 | 74.7518 | 7.037 | 48.4858 | 7.7665 | 53.6892 | 9.5431 | 66.3621 | 8.8177 | 61.2171 | 21.9158 | 151.4706 | 20.1988 | 139.2019 | 23.9073 | 165.2345 | 20.17 | 143.2163 | 7.763 | 53.6534 | 8.8325 | 61.0454 | 0.0079985 | 0.058523 | 0.0079985 | 0.058523 | 1 | 7.3167 | 0 | 0 | 1.0114 | 0 | 0 | 0 | 0 | 0 | 0 | 0 | 0 |  | 0 |  | 0 |  | 0 |  | 0 | 0.25947 | 1.8985 | 0.47067 | 7.2561 | 0.25735 | 5.5916 | 0.18827 | 5.0526 | 0.24445 | 5.4909 | 0.39146 | 6.638 | 0.25548 | 5.577 | 0.3149 | 6.0407 | 0.00019699 | 0.0039594 | 0.00022944 | 0.0032272
9 | 2027 | 0.077222 | 0.55782 | 0.071882 | 0.51728 | 0.074134 | 0.53372 | 0.062807 | 0.44098 | 186.8024 | 1472.1727 | 0 | 0 | 19.2042 | 156.3529 | 77.7802 | 633.254 | 10.2143 | 78.9108 | 9.8869 | 76.3404 | 10.806 | 83.665 | 7.1297 | 54.3665 | 7.8699 | 60.1806 | 9.6357 | 74.31 | 8.9211 | 68.5755 | 22.2704 | 169.84 | 20.5486 | 156.1511 | 24.2941 | 185.2731 | 20.3266 | 159.9824 | 7.8885 | 60.1602 | 8.9754 | 68.4486 | 0.0079985 | 0.06512 | 0.0079985 | 0.06512 | 1 | 8.1416 | 0 | 0 | 1.0114 | 0 | 0 | 0 | 0 | 0 | 0 | 0 | 0 |  | 0 |  | 0 |  | 0 |  | 0 | 0.25947 | 2.1125 | 0.46984 | 7.6436 | 0.25689 | 5.8035 | 0.18794 | 5.2076 | 0.24401 | 5.6922 | 0.39077 | 6.9603 | 0.25503 | 5.7874 | 0.31435 | 6.3 | 0.0001976 | 0.0041224 | 0.00023036 | 0.0034172
10 | 2028 | 0.078468 | 0.62109 | 0.073738 | 0.57674 | 0.078164 | 0.59674 | 0.064913 | 0.49333 | 191.2889 | 1626.4197 | 0 | 0 | 19.2042 | 171.8384 | 77.7802 | 695.9726 | 10.3208 | 87.233 | 10.0015 | 84.4051 | 10.9232 | 92.473 | 7.2361 | 60.2014 | 7.9763 | 66.6123 | 9.7529 | 82.1743 | 9.0275 | 75.8549 | 22.4936 | 187.9778 | 20.7452 | 172.8791 | 24.5376 | 205.0591 | 20.4533 | 176.475 | 7.9676 | 66.5849 | 9.0653 | 75.7585 | 0.0079985 | 0.07157 | 0.0079985 | 0.07157 | 1 | 8.9479 | 0 | 0 | 1.0114 | 0 | 0 | 0 | 0 | 0 | 0 | 0 | 0 |  | 0 |  | 0 |  | 0 |  | 0 | 0.25947 | 2.3217 | 0.46901 | 8.0218 | 0.25644 | 6.0103 | 0.18761 | 5.3589 | 0.24358 | 5.8886 | 0.39008 | 7.2749 | 0.25458 | 5.9927 | 0.31379 | 6.553 | 0.00019821 | 0.0042823 | 0.00023127 | 0.0036037
11 | 2029 | 0.082454 | 0.68609 | 0.078101 | 0.63831 | 0.081496 | 0.66099 | 0.067988 | 0.54692 | 198.7304 | 1783.0776 | 0 | 0 | 19.2042 | 186.977 | 77.7802 | 757.2862 | 10.5192 | 95.5253 | 10.1999 | 92.4456 | 11.1217 | 101.2402 | 7.4345 | 66.062 | 8.1748 | 73.0564 | 9.9513 | 90.0188 | 9.2259 | 83.1277 | 22.7797 | 205.9349 | 21.0426 | 189.4669 | 24.8496 | 224.6479 | 20.5936 | 192.7088 | 8.0689 | 72.9456 | 9.1806 | 82.9955 | 0.0079985 | 0.077875 | 0.0079985 | 0.077875 | 1 | 9.7362 | 0 | 0 | 1.0114 | 0 | 0 | 0 | 0 | 0 | 0 | 0 | 0 |  | 0 |  | 0 |  | 0 |  | 0 | 0.25947 | 2.5263 | 0.4682 | 8.3909 | 0.25599 | 6.2121 | 0.18728 | 5.5066 | 0.24316 | 6.0803 | 0.3894 | 7.5818 | 0.25414 | 6.193 | 0.31325 | 6.7999 | 0.00019883 | 0.004439 | 0.0002322 | 0.0037867
12 | 2030 | 0.089252 | 0.75487 | 0.081053 | 0.70077 | 0.09779 | 0.73635 | 0.072834 | 0.60305 | 200.9191 | 1937.9128 | 0 | 0 | 19.2042 | 201.7764 | 77.7802 | 817.2264 | 10.8043 | 103.8514 | 10.485 | 100.5257 | 11.4068 | 110.0306 | 7.7196 | 72.011 | 8.4598 | 79.5759 | 10.2364 | 97.9074 | 9.511 | 90.4572 | 23.0053 | 223.6636 | 21.2739 | 205.8613 | 25.0957 | 243.9875 | 20.7306 | 208.6845 | 8.1488 | 79.2254 | 9.2715 | 90.1405 | 0.0079985 | 0.084039 | 0.0079985 | 0.084039 | 1 | 10.5069 | 0 | 0 | 1.0114 | 0 | 0 | 0 | 0 | 0 | 0 | 0 | 0 |  | 0 |  | 0 |  | 0 |  | 0 | 0.25947 | 2.7262 | 0.46738 | 8.7511 | 0.25555 | 6.409 | 0.18695 | 5.6506 | 0.24274 | 6.2674 | 0.38872 | 7.8814 | 0.2537 | 6.3885 | 0.3127 | 7.0409 | 0.00019944 | 0.0045927 | 0.00023312 | 0.0039664
13 | 2031 | 0.092281 | 0.82439 | 0.08403 | 0.76408 | 0.10198 | 0.81317 | 0.075677 | 0.66006 | 192.3469 | 2082.8215 | 0 | 0 | 19.2042 | 216.2444 | 77.7802 | 875.8238 | 10.9508 | 112.1014 | 10.6309 | 108.5347 | 11.5552 | 118.736 | 7.8589 | 77.9316 | 8.6018 | 86.0562 | 10.3823 | 105.7291 | 9.654 | 97.7302 | 23.3057 | 241.2214 | 21.5673 | 222.1095 | 25.4235 | 263.1409 | 20.8721 | 224.409 | 8.2553 | 85.4447 | 9.3926 | 97.2166 | 0.0079985 | 0.090065 | 0.0079985 | 0.090065 | 1 | 11.2602 | 0 | 0 | 1.0114 | 0 | 0 | 0 | 0 | 0 | 0 | 0 | 0 |  | 0 |  | 0 |  | 0 |  | 0 | 0.25947 | 2.9217 | 0.46738 | 9.1032 | 0.25555 | 6.6015 | 0.18695 | 5.7915 | 0.24274 | 6.4502 | 0.38872 | 8.1742 | 0.2537 | 6.5797 | 0.3127 | 7.2765 | 0.00019944 | 0.0047429 | 0.00023312 | 0.004142
14 | 2032 | 0.095422 | 0.89467 | 0.087128 | 0.82824 | 0.10636 | 0.89151 | 0.078644 | 0.71798 | 192.3469 | 2224.4841 | 0 | 0 | 19.2042 | 230.3882 | 77.7802 | 933.1086 | 11.0993 | 120.276 | 10.7788 | 116.4733 | 11.7055 | 127.357 | 8.0007 | 83.8241 | 8.7461 | 92.4977 | 10.5302 | 113.4846 | 9.7991 | 104.9472 | 23.6101 | 258.6102 | 21.8648 | 238.2128 | 25.7556 | 282.1097 | 21.0147 | 239.8862 | 8.3631 | 91.604 | 9.5153 | 104.2246 | 0.0079985 | 0.095956 | 0.0079985 | 0.095956 | 1 | 11.9967 | 0 | 0 | 1.0114 | 0 | 0 | 0 | 0 | 0 | 0 | 0 | 0 |  | 0 |  | 0 |  | 0 |  | 0 | 0.25947 | 3.1128 | 0.46738 | 9.4474 | 0.25555 | 6.7897 | 0.18695 | 5.9292 | 0.24274 | 6.629 | 0.38872 | 8.4605 | 0.2537 | 6.7665 | 0.3127 | 7.5068 | 0.00019944 | 0.0048898 | 0.00023312 | 0.0043137
15 | 2033 | 0.09868 | 0.96572 | 0.090352 | 0.8933 | 0.11094 | 0.97139 | 0.08174 | 0.77683 | 192.3469 | 2362.9733 | 0 | 0 | 19.2042 | 244.2152 | 77.7802 | 989.1102 | 11.2498 | 128.3758 | 10.9288 | 124.342 | 11.8578 | 135.8946 | 8.1451 | 89.6886 | 8.8928 | 98.9005 | 10.6803 | 121.1744 | 9.9464 | 112.1086 | 23.9185 | 275.8315 | 22.1664 | 254.1726 | 26.0919 | 300.8958 | 21.1582 | 255.12 | 8.4723 | 97.7041 | 9.6396 | 111.1651 | 0.0079985 | 0.10171 | 0.0079985 | 0.10171 | 1 | 12.7167 | 0 | 0 | 1.0114 | 0 | 0 | 0 | 0 | 0 | 0 | 0 | 0 |  | 0 |  | 0 |  | 0 |  | 0 | 0.25947 | 3.2996 | 0.46738 | 9.7839 | 0.25555 | 6.9737 | 0.18695 | 6.0638 | 0.24274 | 6.8038 | 0.38872 | 8.7404 | 0.2537 | 6.9492 | 0.3127 | 7.7319 | 0.00019944 | 0.0050334 | 0.00023312 | 0.0044815
16 | 2034 | 0.10206 | 1.0376 | 0.093707 | 0.95926 | 0.11574 | 1.0529 | 0.084972 | 0.83664 | 192.3469 | 2498.3602 | 0 | 0 | 19.2042 | 257.7325 | 77.7802 | 1043.8572 | 11.4023 | 136.4015 | 11.0809 | 132.1415 | 12.0121 | 144.3495 | 8.2921 | 95.5251 | 9.042 | 105.2649 | 10.8325 | 128.799 | 10.0959 | 119.2148 | 24.2309 | 292.8868 | 22.4722 | 269.9901 | 26.4327 | 319.501 | 21.3027 | 270.1143 | 8.583 | 103.7454 | 9.7655 | 118.0387 | 0.0079985 | 0.10734 | 0.0079985 | 0.10734 | 1 | 13.4206 | 0 | 0 | 1.0114 | 0 | 0 | 0 | 0 | 0 | 0 | 0 | 0 |  | 0 |  | 0 |  | 0 |  | 0 | 0.25947 | 3.4822 | 0.46738 | 10.1129 | 0.25555 | 7.1536 | 0.18695 | 6.1954 | 0.24274 | 6.9746 | 0.38872 | 9.014 | 0.2537 | 7.1277 | 0.3127 | 7.952 | 0.00019944 | 0.0051738 | 0.00023312 | 0.0046456
17 | 2035 | 0.10556 | 1.1102 | 0.097199 | 1.0261 | 0.12077 | 1.136 | 0.088345 | 0.89743 | 192.3469 | 2630.7143 | 0 | 0 | 19.2042 | 270.9469 | 77.7802 | 1097.3779 | 11.557 | 144.3539 | 11.2351 | 139.8724 | 12.1683 | 152.7225 | 8.4417 | 101.3339 | 9.1937 | 111.5911 | 10.9869 | 136.3591 | 10.2477 | 126.2663 | 24.5474 | 309.7779 | 22.7821 | 285.6665 | 26.778 | 337.927 | 21.4481 | 284.8728 | 8.6951 | 109.7285 | 9.893 | 124.8461 | 0.0079985 | 0.11285 | 0.0079985 | 0.11285 | 1 | 14.1087 | 0 | 0 | 1.0114 | 0 | 0 | 0 | 0 | 0 | 0 | 0 | 0 |  | 0 |  | 0 |  | 0 |  | 0 | 0.25947 | 3.6608 | 0.46738 | 10.4345 | 0.25555 | 7.3294 | 0.18695 | 6.324 | 0.24274 | 7.1417 | 0.38872 | 9.2815 | 0.2537 | 7.3023 | 0.3127 | 8.1672 | 0.00019944 | 0.005311 | 0.00023312 | 0.004806
18 | 2036 | 0.1092 | 1.1837 | 0.10083 | 1.094 | 0.12602 | 1.2207 | 0.091866 | 0.95923 | 192.3469 | 2760.1035 | 0 | 0 | 19.2042 | 283.8654 | 77.7802 | 1149.6996 | 11.7137 | 152.2335 | 11.3915 | 147.5353 | 12.3266 | 161.0145 | 8.5941 | 107.115 | 9.3479 | 117.8793 | 11.1435 | 143.8552 | 10.4017 | 133.2634 | 24.868 | 326.5063 | 23.0964 | 301.2031 | 27.1277 | 356.1754 | 21.5946 | 299.3992 | 8.8087 | 115.654 | 10.0223 | 131.5879 | 0.0079985 | 0.11823 | 0.0079985 | 0.11823 | 1 | 14.7814 | 0 | 0 | 1.0114 | 0 | 0 | 0 | 0 | 0 | 0 | 0 | 0 |  | 0 |  | 0 |  | 0 |  | 0 | 0.25947 | 3.8353 | 0.46738 | 10.7489 | 0.25555 | 7.5013 | 0.18695 | 6.4498 | 0.24274 | 7.3049 | 0.38872 | 9.543 | 0.2537 | 7.473 | 0.3127 | 8.3776 | 0.00019944 | 0.0054452 | 0.00023312 | 0.0049628
19 | 2037 | 0.11297 | 1.2579 | 0.10461 | 1.1628 | 0.13152 | 1.3072 | 0.09554 | 1.0221 | 192.3469 | 2886.5943 | 0 | 0 | 19.2042 | 296.4944 | 77.7802 | 1200.8493 | 11.8725 | 160.0411 | 11.55 | 155.1308 | 12.487 | 169.2262 | 8.7491 | 112.8686 | 9.5048 | 124.1298 | 11.3023 | 151.2878 | 10.5581 | 140.2066 | 25.1928 | 343.0736 | 23.415 | 316.6013 | 27.482 | 374.2481 | 21.7421 | 313.6971 | 8.9237 | 121.5224 | 10.1532 | 138.2648 | 0.0079985 | 0.12349 | 0.0079985 | 0.12349 | 1 | 15.439 | 0 | 0 | 1.0114 | 0 | 0 | 0 | 0 | 0 | 0 | 0 | 0 |  | 0 |  | 0 |  | 0 |  | 0 | 0.25947 | 4.006 | 0.46738 | 11.0563 | 0.25555 | 7.6694 | 0.18695 | 6.5727 | 0.24274 | 7.4646 | 0.38872 | 9.7986 | 0.2537 | 7.6398 | 0.3127 | 8.5832 | 0.00019944 | 0.0055764 | 0.00023312 | 0.0051162
20 | 2038 | 0.11688 | 1.3331 | 0.10855 | 1.2325 | 0.13728 | 1.3955 | 0.099375 | 1.0859 | 192.3469 | 3010.2516 | 0 | 0 | 19.2042 | 308.8406 | 77.7802 | 1250.8532 | 12.0335 | 167.7773 | 11.7107 | 162.6595 | 12.6495 | 177.3583 | 8.907 | 118.5948 | 9.6642 | 130.3428 | 11.4634 | 158.6574 | 10.7168 | 147.0963 | 25.5219 | 359.4812 | 23.738 | 331.8621 | 27.841 | 392.1467 | 21.8905 | 327.7703 | 9.0403 | 127.3342 | 10.2858 | 144.8774 | 0.0079985 | 0.12863 | 0.0079985 | 0.12863 | 1 | 16.0819 | 0 | 0 | 1.0114 | 0 | 0 | 0 | 0 | 0 | 0 | 0 | 0 |  | 0 |  | 0 |  | 0 |  | 0 | 0.25947 | 4.1728 | 0.46738 | 11.3567 | 0.25555 | 7.8337 | 0.18695 | 6.6929 | 0.24274 | 7.6206 | 0.38872 | 10.0485 | 0.2537 | 7.8029 | 0.3127 | 8.7842 | 0.00019944 | 0.0057046 | 0.00023312 | 0.005266
21 | 2039 | 0.12094 | 1.4091 | 0.11264 | 1.3033 | 0.14331 | 1.4855 | 0.10338 | 1.1509 | 192.3469 | 3131.1388 | 0 | 0 | 19.2042 | 320.9102 | 77.7802 | 1299.737 | 12.1967 | 175.4427 | 11.8737 | 170.122 | 12.814 | 185.4118 | 9.0678 | 124.2938 | 9.8264 | 136.5185 | 11.6267 | 165.9646 | 10.8779 | 153.9329 | 25.8552 | 375.7309 | 24.0654 | 346.9868 | 28.2046 | 409.8729 | 22.04 | 341.6221 | 9.1583 | 133.0901 | 10.4201 | 151.4263 | 0.0079985 | 0.13366 | 0.0079985 | 0.13366 | 1 | 16.7104 | 0 | 0 | 1.0114 | 0 | 0 | 0 | 0 | 0 | 0 | 0 | 0 |  | 0 |  | 0 |  | 0 |  | 0 | 0.25947 | 4.3358 | 0.46738 | 11.6505 | 0.25555 | 7.9943 | 0.18695 | 6.8104 | 0.24274 | 7.7732 | 0.38872 | 10.2928 | 0.2537 | 7.9623 | 0.3127 | 8.9808 | 0.00019944 | 0.0058299 | 0.00023312 | 0.0054125
22 | 2040 | 0.12514 | 1.486 | 0.1169 | 1.3752 | 0.14961 | 1.5775 | 0.10756 | 1.217 | 192.3469 | 3249.318 | 0 | 0 | 19.2042 | 332.7094 | 77.7802 | 1347.5257 | 12.3621 | 183.0381 | 12.039 | 177.5188 | 12.9807 | 193.3872 | 9.2314 | 129.9656 | 9.9912 | 142.6572 | 11.7924 | 173.21 | 11.0414 | 160.7168 | 26.1929 | 391.824 | 24.3974 | 361.9767 | 28.573 | 427.4284 | 22.1905 | 355.2561 | 9.278 | 138.7906 | 10.5562 | 157.9121 | 0.0079985 | 0.13857 | 0.0079985 | 0.13857 | 1 | 17.3248 | 0 | 0 | 1.0114 | 0 | 0 | 0 | 0 | 0 | 0 | 0 | 0 |  | 0 |  | 0 |  | 0 |  | 0 | 0.25947 | 4.4953 | 0.46738 | 11.9376 | 0.25555 | 8.1513 | 0.18695 | 6.9253 | 0.24274 | 7.9223 | 0.38872 | 10.5317 | 0.2537 | 8.1182 | 0.3127 | 9.1729 | 0.00019944 | 0.0059525 | 0.00023312 | 0.0055558
23 | 2041 | 0.1295 | 1.5638 | 0.12134 | 1.448 | 0.15621 | 1.6713 | 0.11192 | 1.2842 | 192.3469 | 3364.8499 | 0 | 0 | 19.2042 | 344.2443 | 77.7802 | 1394.2439 | 12.5297 | 190.564 | 12.2065 | 184.8505 | 13.1496 | 201.2855 | 9.398 | 135.6104 | 10.1588 | 148.759 | 11.9605 | 180.394 | 11.2074 | 167.4484 | 26.535 | 407.762 | 24.7339 | 376.833 | 28.9462 | 444.8147 | 22.3421 | 368.6757 | 9.3991 | 144.4361 | 10.6941 | 164.3355 | 0.0079985 | 0.14338 | 0.0079985 | 0.14338 | 1 | 17.9254 | 0 | 0 | 1.0114 | 0 | 0 | 0 | 0 | 0 | 0 | 0 | 0 |  | 0 |  | 0 |  | 0 |  | 0 | 0.25947 | 4.6511 | 0.46738 | 12.2184 | 0.25555 | 8.3048 | 0.18695 | 7.0375 | 0.24274 | 8.0681 | 0.38872 | 10.7652 | 0.2537 | 8.2706 | 0.3127 | 9.3607 | 0.00019944 | 0.0060723 | 0.00023312 | 0.0056958
24 | 2042 | 0.13403 | 1.6425 | 0.12595 | 1.522 | 0.16312 | 1.7671 | 0.11647 | 1.3526 | 192.3469 | 3477.7938 | 0 | 0 | 19.2042 | 355.5208 | 77.7802 | 1439.9156 | 12.6996 | 198.021 | 12.3764 | 192.1178 | 13.3207 | 209.1072 | 9.5676 | 141.2284 | 10.3293 | 154.8243 | 12.1309 | 187.5171 | 11.3759 | 174.1282 | 26.8816 | 423.5466 | 25.0751 | 391.5568 | 29.3243 | 462.0336 | 22.4946 | 381.8843 | 9.5219 | 150.0273 | 10.8338 | 170.6969 | 0.0079985 | 0.14807 | 0.0079985 | 0.14807 | 1 | 18.5126 | 0 | 0 | 1.0114 | 0 | 0 | 0 | 0 | 0 | 0 | 0 | 0 |  | 0 |  | 0 |  | 0 |  | 0 | 0.25947 | 4.8035 | 0.46738 | 12.4928 | 0.25555 | 8.4548 | 0.18695 | 7.1473 | 0.24274 | 8.2106 | 0.38872 | 10.9934 | 0.2537 | 8.4196 | 0.3127 | 9.5443 | 0.00019944 | 0.0061894 | 0.00023312 | 0.0058327
25 | 2043 | 0.13872 | 1.7221 | 0.13075 | 1.5971 | 0.17034 | 1.8649 | 0.12122 | 1.4222 | 192.3469 | 3588.2076 | 0 | 0 | 19.2042 | 366.5447 | 77.7802 | 1484.5641 | 12.8718 | 205.4099 | 12.5486 | 199.3211 | 13.494 | 216.8532 | 9.7402 | 146.8197 | 10.5026 | 160.8531 | 12.3038 | 194.5799 | 11.5469 | 180.7565 | 27.2327 | 439.1791 | 25.421 | 406.1493 | 29.7073 | 479.0866 | 22.6482 | 394.8852 | 9.6463 | 155.5646 | 10.9753 | 176.9971 | 0.0079985 | 0.15266 | 0.0079985 | 0.15266 | 1 | 19.0866 | 0 | 0 | 1.0114 | 0 | 0 | 0 | 0 | 0 | 0 | 0 | 0 |  | 0 |  | 0 |  | 0 |  | 0 | 0.25947 | 4.9524 | 0.46738 | 12.7611 | 0.25555 | 8.6015 | 0.18695 | 7.2546 | 0.24274 | 8.35 | 0.38872 | 11.2165 | 0.2537 | 8.5652 | 0.3127 | 9.7238 | 0.00019944 | 0.0063039 | 0.00023312 | 0.0059665
AESC 2015 Appendix B Workbooks
|  |  | Table One: Avoided Cost of Electricity (2015$) Results : | [11 empty] | NH |  |  | 5: Page One of Two; 10: Table Two: Inputs to Avoided Cost Calculations; 22: Page Two of Two
|  |  |  | State | MA | [9 empty] | Massachusetts (Statewide) |  |  | 10: Zone:; 11: NH
User-defined Inputs
|  |  |  | Wholesale Risk Premium (WRP) |  |  | 0%
|  |  |  | Distribution Losses |  |  | 6.9%
|  |  |  | Real Discount Rate |  |  | 2.291%
|  |  |  | Pcnt of Capacity Bid into FCM (%Bid) |  |  | 0%
|  | 1 | 2 | 3 | 4 | 5 | 6 | 7 | 8 | 9 | 10 | 11 | 12 | 13 | 14 | 15 | 16 | 17 | 18 | 19 | 20 | 21 | 22 | 23 | 24 | 25 | 26 | 27 | 28 | 29 | 30 | 31 | 32 | 33 | 34 | 35 | 36 | 37 | 38 | 39 | 40 | 41 | 42
|  |  |  | Avoided Unit Cost of Electric Energy1 |  |  |  | Avoided Unit Cost of Electric Capacity2 |  |  | DRIPE: 2016 vintage measures |  |  |  |  | DRIPE: 2017 vintage measures |  |  |  |  | Avoided Non-Embedded Costs | [5 empty] | Wholesale Avoided Costs of Electricity | [7 empty] | Avoided REC Costs to Load | DRIPE: 2016 vintage measures |  |  |  | DRIPE: 2017 vintage measures
[11 empty] | Intrastate |  |  |  |  | Intrastate | [10 empty] | Energy |  |  |  | Electric Cross-DRIPE |  | Capacity |  |  | Rest-of-Pool |  |  |  | Rest-of-Pool
[8 empty] | kW sold into FCA (PA to determine quantity)3 | kW purchased from FCA (PA to determine quantity) | Weighted Average Avoided Cost Based on Percent Capacity Bid | Energy |  |  |  | Capacity (See note 2) | Energy |  |  |  | Capacity (See note 2) | [15 empty] | Energy |  |  |  | Energy
|  |  |  | Winter Peak | Winter Off-Peak | Summer Peak | Summer Off-Peak |  |  |  | Winter Peak | Winter Off-Peak | Summer Peak | Summer Off-Peak | Annual Value | Winter Peak | Winter Off-Peak | Summer Peak | Summer Off-Peak | Annual Value | Winter Peak | Winter Off-Peak | Summer Peak | Summer Off-Peak |  |  | Winter Peak | Winter Off-Peak | Summer Peak | Summer Off-Peak | Winter | Summer | FCA Price | Reserve Margin | REC Costs | Winter Peak | Winter Off-Peak | Summer Peak | Summer Off-Peak | Winter Peak | Winter Off-Peak | Summer Peak | Summer Off-Peak
|  | Units: |  | $/kWh | $/kWh | $/kWh | $/kWh | $/kW-yr | $/kW-yr | $/kW-yr | $/kWh | $/kWh | $/kWh | $/kWh | $/kw-yr | $/kWh | $/kWh | $/kWh | $/kWh | $/kW-yr | $/kWh | $/kWh | $/kWh | $/kWh | Units: |  | $/kWh | $/kWh | $/kWh | $/kWh | $/kWh | $/kWh | $/kW-yr | % | $/kWh | $/kWh | $/kWh | $/kWh | $/kWh | $/kWh | $/kWh | $/kWh | $/kWh
|  | Period: |  | a | b | c | d | e=y*1.08 | f=y*(1+ac)*(1+PTF Loss)*(1+WRP)*(1+Dist Loss) | g=(e*%Bid)+(f*(1+%Bid)) | h | i | j | k | l | m | n | o | p | q | r | s | t | u | Period: |  | v | w | x | y | z | aa | ab | ac | ad | ae | af | ag | ah | ai | aj | ak | al
|  | 2015 |  | 0.080553 | 0.072258 | 0.046738 | 0.037621 | [13 empty] | 0.04775 | 0.047188 | 0.05089 | 0.048734 | 2015 |  | v: 0.073141; w: 0.064845; x: 0.039326; y: 0.030208; ab: 39.6744; ac: 17%; ad: 0.0074125
|  | 2016 |  | 0.073781 | 0.069102 | 0.054365 | 0.037975 | 41.2089 | 0 | 48.7732 | 0.0069392 | 0.0072723 | 0.015973 | -2.6475e-05 | [6 empty] | 0.047251 | 0.046695 | 0.050358 | 0.048225 | 2016 |  | 0.066286 | 0.061608 | 0.046871 | 0.030481 | 0.0084669 | 0.0053527 | 38.1564 | 17% | 0.0074942 | 0.0036133 | 0.0036785 | 0.00444 | -1.7818e-06
|  | 2017 |  | 0.070951 | 0.066567 | 0.056137 | 0.043872 | 123.6911 | 0 | 146.3959 | 0.0066385 | 0.0069528 | 0.016482 | -3.1345e-05 |  | 0.0066385 | 0.0069528 | 0.016482 | -3.1345e-05 |  | 0.04694 | 0.046387 | 0.050027 | 0.047908 | 2017 |  | 0.063252 | 0.058868 | 0.048437 | 0.036173 | 0.0050033 | 0.0032048 | 114.5288 | 17% | 0.0076992 | 0.0034566 | 0.0035169 | 0.0045816 | -2.1096e-06 | 0.0034566 | 0.0035169 | 0.0045816 | -2.1096e-06
|  | 2018 |  | 0.060839 | 0.056355 | 0.054568 | 0.046258 | 143.5606 | 0 | 169.9127 | 0.0035128 | 0.0036302 | 0 | 0 |  | 0.0035128 | 0.0036302 | 0 | 0 |  | 0.046635 | 0.046085 | 0.049701 | 0.047596 | 2018 |  | 0.053781 | 0.049298 | 0.04751 | 0.0392 | 0.0023096 | 0.0015338 | 132.9264 | 17% | 0.0070577 | 0.0018291 | 0.0018362 | 0 | 0 | 0.0018291 | 0.0018362 | 0 | 0
|  | 2019 |  | 0.060172 | 0.055725 | 0.05446 | 0.046009 | 133.1571 | 0 | 157.5996 | [10 empty] | 0.046201 | 0.045657 | 0.049239 | 0.047154 | 2019 |  | v: 0.052948; w: 0.048501; x: 0.047236; y: 0.038785; z: 0.0014621; aa: 0.0010084; ab: 123.2936; ac: 17%; ad: 0.0072241
|  | 2020 |  | 0.05884 | 0.054098 | 0.054828 | 0.044444 | 146.6142 | 173.5269 | 173.5269 | [10 empty] | 0.045773 | 0.045234 | 0.048783 | 0.046717 | 2020 |  | v: 0.051504; w: 0.046762; x: 0.047493; y: 0.037108; z: 0.0014469; aa: 0.00099943; ab: 135.7539; ac: 17%; ad: 0.0073359
|  | 2021 |  | 0.062212 | 0.05782 | 0.058888 | 0.048723 | 149.6883 | 177.1652 | 177.1652 | [10 empty] | 0.044561 | 0.044036 | 0.047491 | 0.045479 | 2021 |  | v: 0.05354; w: 0.049148; x: 0.050216; y: 0.040051; z: 0.0001894; aa: 0.00021959; ab: 138.6002; ac: 17%; ad: 0.008672
|  | 2022 |  | 0.065721 | 0.060754 | 0.061763 | 0.051064 | 151.0956 | 178.8309 | 178.8309 | [10 empty] | 0.043348 | 0.042838 | 0.046198 | 0.044242 | 2022 |  | v: 0.056918; w: 0.051951; x: 0.05296; y: 0.04226; z: 0.00018998; aa: 0.00022047; ab: 139.9033; ac: 17%; ad: 0.0088031
|  | 2023 |  | 0.067236 | 0.062608 | 0.065683 | 0.053671 | 148.7475 | 176.0518 | 176.0518 | [10 empty] | 0.042136 | 0.041639 | 0.044906 | 0.043004 | 2023 |  | v: 0.058337; w: 0.053709; x: 0.056783; y: 0.044772; z: 0.00019065; aa: 0.00022146; ab: 137.7292; ac: 17%; ad: 0.0088992
|  | 2024 |  | 0.06925 | 0.064767 | 0.065855 | 0.055975 | 151.8181 | 179.686 | 179.686 | [10 empty] | 0.040928 | 0.040446 | 0.043619 | 0.041772 | 2024 |  | v: 0.060257; w: 0.055774; x: 0.056862; y: 0.046982; z: 0.00019124; aa: 0.00022234; ab: 140.5723; ac: 17%; ad: 0.008993
|  | 2025 |  | 0.072232 | 0.066729 | 0.070928 | 0.057856 | 154.9789 | 183.427 | 183.427 | [10 empty] | 0.039716 | 0.039248 | 0.042327 | 0.040534 | 2025 |  | v: 0.063204; w: 0.057701; x: 0.0619; y: 0.048828; z: 0.00019183; aa: 0.00022323; ab: 143.499; ac: 17%; ad: 0.009028
|  | 2026 |  | 0.07418 | 0.068627 | 0.075119 | 0.060043 | 155.6114 | 184.1757 | 184.1757 | [10 empty] | 0.038503 | 0.038049 | 0.041035 | 0.039296 | 2026 |  | v: 0.065574; w: 0.060021; x: 0.066514; y: 0.051437; z: 0.00019242; aa: 0.00022412; ab: 144.0847; ac: 17%; ad: 0.0086058
|  | 2027 |  | 0.075429 | 0.070213 | 0.072412 | 0.061349 | 154.1663 | 182.4653 | 182.4653 | [10 empty] | 0.037295 | 0.036856 | 0.039748 | 0.038064 | 2027 |  | v: 0.067223; w: 0.062007; x: 0.064206; y: 0.053143; z: 0.00019301; aa: 0.00022501; ab: 142.7466; ac: 17%; ad: 0.0082061
|  | 2028 |  | 0.076646 | 0.072026 | 0.07635 | 0.063406 | 157.869 | 186.8476 | 186.8476 | [10 empty] | 0.036083 | 0.035658 | 0.038455 | 0.036826 | 2028 |  | v: 0.068828; w: 0.064208; x: 0.068532; y: 0.055588; z: 0.00019361; aa: 0.0002259; ab: 146.175; ac: 17%; ad: 0.0078182
|  | 2029 |  | 0.08054 | 0.076287 | 0.079603 | 0.06641 | 164.0104 | 194.1164 | 194.1164 | [10 empty] | 0.03487 | 0.03446 | 0.037163 | 0.035589 | 2029 |  | v: 0.072338; w: 0.068085; x: 0.071401; y: 0.058207; z: 0.00019421; aa: 0.00022681; ab: 151.8615; ac: 17%; ad: 0.0082025
|  | 2030 |  | 0.087179 | 0.079171 | 0.095519 | 0.071143 | 165.8167 | 196.2542 | 196.2542 | [10 empty] | 0.033658 | 0.033261 | 0.035871 | 0.034351 | 2030 |  | v: 0.079304; w: 0.071295; x: 0.087644; y: 0.063267; z: 0.00019481; aa: 0.00022771; ab: 153.534; ac: 17%; ad: 0.0078755
|  | 2031 |  | 0.090138 | 0.082079 | 0.099609 | 0.07392 | 158.7421 | 187.881 | 187.881 | [10 empty] | 0.033658 | 0.033261 | 0.035871 | 0.034351 | 2031 |  | v: 0.082256; w: 0.074197; x: 0.091727; y: 0.066037; z: 0.00019481; aa: 0.00022771; ab: 146.9835; ac: 17%; ad: 0.0078823
|  | 2032 |  | 0.093207 | 0.085105 | 0.10389 | 0.076818 | 158.7421 | 187.881 | 187.881 | [10 empty] | 0.033658 | 0.033261 | 0.035871 | 0.034351 | 2032 |  | v: 0.085317; w: 0.077216; x: 0.096; y: 0.068928; z: 0.00019481; aa: 0.00022771; ab: 146.9835; ac: 17%; ad: 0.0078892
|  | 2033 |  | 0.096389 | 0.088254 | 0.10837 | 0.079842 | 158.7421 | 187.881 | 187.881 | [10 empty] | 0.033658 | 0.033261 | 0.035871 | 0.034351 | 2033 |  | v: 0.088493; w: 0.080358; x: 0.10047; y: 0.071946; z: 0.00019481; aa: 0.00022771; ab: 146.9835; ac: 17%; ad: 0.0078962
|  | 2034 |  | 0.09969 | 0.091532 | 0.11306 | 0.082999 | 158.7421 | 187.881 | 187.881 | [10 empty] | 0.033658 | 0.033261 | 0.035871 | 0.034351 | 2034 |  | v: 0.091787; w: 0.083628; x: 0.10515; y: 0.075096; z: 0.00019481; aa: 0.00022771; ab: 146.9835; ac: 17%; ad: 0.0079031
|  | 2035 |  | 0.10311 | 0.094942 | 0.11796 | 0.086294 | 158.7421 | 187.881 | 187.881 | [10 empty] | 0.033658 | 0.033261 | 0.035871 | 0.034351 | 2035 |  | v: 0.095203; w: 0.087032; x: 0.11005; y: 0.078384; z: 0.00019481; aa: 0.00022771; ab: 146.9835; ac: 17%; ad: 0.0079102
|  | 2036 |  | 0.10666 | 0.098491 | 0.1231 | 0.089733 | 158.7421 | 187.881 | 187.881 | [10 empty] | 0.033658 | 0.033261 | 0.035871 | 0.034351 | 2036 |  | v: 0.098747; w: 0.090573; x: 0.11518; y: 0.081815; z: 0.00019481; aa: 0.00022771; ab: 146.9835; ac: 17%; ad: 0.0079173
|  | 2037 |  | 0.11035 | 0.10218 | 0.12847 | 0.093322 | 158.7421 | 187.881 | 187.881 | [10 empty] | 0.033658 | 0.033261 | 0.035871 | 0.034351 | 2037 |  | v: 0.10242; w: 0.094259; x: 0.12055; y: 0.085397; z: 0.00019481; aa: 0.00022771; ab: 146.9835; ac: 17%; ad: 0.0079244
|  | 2038 |  | 0.11417 | 0.10603 | 0.13409 | 0.097068 | 158.7421 | 187.881 | 187.881 | [10 empty] | 0.033658 | 0.033261 | 0.035871 | 0.034351 | 2038 |  | v: 0.10623; w: 0.098095; x: 0.12616; y: 0.089136; z: 0.00019481; aa: 0.00022771; ab: 146.9835; ac: 17%; ad: 0.0079316
|  | 2039 |  | 0.11813 | 0.11003 | 0.13998 | 0.10098 | 158.7421 | 187.881 | 187.881 | [10 empty] | 0.033658 | 0.033261 | 0.035871 | 0.034351 | 2039 |  | v: 0.11019; w: 0.10209; x: 0.13204; y: 0.093039; z: 0.00019481; aa: 0.00022771; ab: 146.9835; ac: 17%; ad: 0.0079389
|  | 2040 |  | 0.12224 | 0.11419 | 0.14614 | 0.10506 | 158.7421 | 187.881 | 187.881 | [10 empty] | 0.033658 | 0.033261 | 0.035871 | 0.034351 | 2040 |  | v: 0.11429; w: 0.10624; x: 0.13819; y: 0.097112; z: 0.00019481; aa: 0.00022771; ab: 146.9835; ac: 17%; ad: 0.0079462
|  | 2041 |  | 0.1265 | 0.11852 | 0.15258 | 0.10932 | 158.7421 | 187.881 | 187.881 | [10 empty] | 0.033658 | 0.033261 | 0.035871 | 0.034351 | 2041 |  | v: 0.11854; w: 0.11057; x: 0.14463; y: 0.10136; z: 0.00019481; aa: 0.00022771; ab: 146.9835; ac: 17%; ad: 0.0079535
|  | 2042 |  | 0.13092 | 0.12303 | 0.15933 | 0.11376 | 158.7421 | 187.881 | 187.881 | [10 empty] | 0.033658 | 0.033261 | 0.035871 | 0.034351 | 2042 |  | v: 0.12296; w: 0.11506; x: 0.15137; y: 0.1058; z: 0.00019481; aa: 0.00022771; ab: 146.9835; ac: 17%; ad: 0.007961
|  | 2043 |  | 0.1355 | 0.12772 | 0.16639 | 0.1184 | 158.7421 | 187.881 | 187.881 | [10 empty] | 0.033658 | 0.033261 | 0.035871 | 0.034351 | 2043 |  | v: 0.12753; w: 0.11975; x: 0.15842; y: 0.11043; z: 0.00019481; aa: 0.00022771; ab: 146.9835; ac: 17%; ad: 0.0079684
|  | 2044 |  | 0.14026 | 0.1326 | 0.17378 | 0.12324 | 158.7421 | 187.881 | 187.881 | [10 empty] | 0.033658 | 0.033261 | 0.035871 | 0.034351 | 2044 |  | v: 0.13228; w: 0.12462; x: 0.1658; y: 0.11527; z: 0.00019481; aa: 0.00022771; ab: 146.9835; ac: 17%; ad: 0.0079759
|  | 2045 |  | 0.14519 | 0.13768 | 0.18151 | 0.1283 | 158.7421 | 187.881 | 187.881 | [10 empty] | 0.033658 | 0.033261 | 0.035871 | 0.034351 | 2045 |  | v: 0.1372; w: 0.12969; x: 0.17352; y: 0.12031; z: 0.00019481; aa: 0.00022771; ab: 146.9835; ac: 17%; ad: 0.0079835
|  | Levelized Costs | [22 empty] | Levelized Costs
|  | 10 years (2016-2025) | 10 | 0.066102 | 0.061443 | 0.059413 | 0.048223 | 132.9493 | 101.9363 | 157.3536 | 0.0018548 | 0.001938 | 0.0035455 | -6.3114e-06 | 0 | 0.001113 | 0.0011604 | 0.0018213 | -3.4636e-06 | 0 | 0.044509 | 0.043985 | 0.047435 | 0.045426 | 10 years (2016-2025) |  | 0.058025 | 0.053365 | 0.051336 | 0.040145 | 0.0021068 | 0.001409 | 123.1012 |  | 0.0080777 | 0.00096582 | 0.00098029 | 0.00098554 | -4.2477e-07 | 0.00057954 | 0.00058697 | 0.00050627 | -2.331e-07
|  | 15 years (2016-2030) | 15 | 0.069822 | 0.06491 | 0.065392 | 0.053001 | 140.7759 | 127.6234 | 166.6169 | 0.0013051 | 0.0013636 | 0.0024947 | -4.4409e-06 | 0 | 0.00078315 | 0.00081651 | 0.0012815 | -2.4371e-06 | 0 | 0.042028 | 0.041533 | 0.044791 | 0.042894 | 15 years (2016-2030) |  | 0.061724 | 0.056811 | 0.057293 | 0.044903 | 0.0015398 | 0.0010584 | 130.3481 |  | 0.0080986 | 0.00067959 | 0.00068976 | 0.00069346 | -2.9888e-07 | 0.00040779 | 0.00041301 | 0.00035623 | -1.6402e-07
|  | 30 years (2016-2045) | 30 | 0.08813 | 0.081925 | 0.093965 | 0.071289 | 148.2472 | 152.6815 | 175.4596 | 0.0007624 | 0.00079658 | 0.0014573 | -2.5942e-06 | 0 | 0.00045748 | 0.00047697 | 0.0007486 | -1.4236e-06 | 0 | 0.038547 | 0.038093 | 0.041081 | 0.039341 | 30 years (2016-2045) |  | 0.080102 | 0.073897 | 0.085937 | 0.063261 | 0.0009805 | 0.00071295 | 137.2659 |  | 0.0080281 | 0.00039698 | 0.00040293 | 0.00040509 | -1.7459e-07 | 0.00023821 | 0.00024126 | 0.00020809 | -9.5813e-08
|  | NOTES: |  | General | All Avoided Costs are in Year 2015 Dollars | [19 empty] | NOTES: |  | v: General; w: All Avoided Costs are in Year 2015 Dollars
[5 empty] | ISO NE periods: Summer is June through September, Winter is all other months. Peak hours are: Monday through Friday 7 AM - 11 PM; Off-Peak Hours are all other hours | [21 empty] | w: ISO NE periods: Summer is June through September, Winter is all other months. Peak hours are: Monday through Friday 7am - 11pm; Off-Peak Hours are all other hours
|  |  |  | 1 | Avoided cost of electric energy = (wholesale energy avoided cost + REC cost to load) * risk premium, e.g. A = (v+ad) * (1+Wholesale Risk Premium)
|  |  |  | 2 | Absolute value of avoided capacity costs and capacity DRIPE each year is function of quantity of kW reduction in year, PA strategy re bidding that reduction into applicable FCAs, and unit values in columns e and f.
|  |  |  | 3 | Proceeds from selling into the FCM also include the ISO-NE loss factor of 8%
|  |  |  | 4 | PTF loss = | 2.2%
|  |  |  | 5 | Electric Cross -DRIPE is electric owen fuel DRIPE + Electric Cross-DRIPE
Exhibit C-10. New Hampshire
|  |  | 1 | 2 | 3 | 4 | 5 | 6 | 7 | 8 | 9 | 10 | 11 | 12 |  |  |  | AESC 2015 - Gas Supply DRIPE and Gas Cross DRIPE (2015$/MMBtu)
|  |  | Exhibit C-3: Avoided Cost of Gas to Retail Customers by End Use - Northern New England (NH, ME) Avoidable Retail Margin (2015$/MMBtu) - NONE | [14 empty] | 1 | 2 | 3 | 4 | 5 | 6 | 7 | 8 | 9 | 10 | 11 | 12 | 13 | 14
[20 empty] | Gas Supply DRIPE applicable to every MMBtu Reduction |  | Gas to Electric DRIPE
[5 empty] | RESIDENTIAL |  |  |  |  | COMMERCIAL & INDUSTRIAL |  |  |  | ALL RETAIL END USES |  |  |  | 5: RESIDENTIAL; 10: COMMERCIAL & INDUSTRIAL; 14: ALL RETAIL END USES
|  |  | Year |  | Non Heating | Hot Water | Heating | All |  | Non Heating | Heating | All | [5 empty] | 1: Year; 5: Non Heating; 6: Hot Water; 7: Heating; 8: All; 10: Non Heating; 11: Heating; 12: All
[20 empty] | 1 |  | 2 | 3 | 4 | 5 |  | 6 | 7 | 8 |  | 9
|  |  | 2015 |  | 4.6455 | 6.7053 | 7.3919 | 6.9723 |  | 5.1257 | 6.4493 | 5.9202 |  | 5.9486
|  |  | 2016 |  | 5.1681 | 6.4678 | 6.9011 | 6.682 |  | 5.3633 | 6.2013 | 5.8939 |  | 6.1486 |  |  |  | 2016 |  | 0.25345 |  | 13.1917 | 12.6625 | 12.4911 | 12.6305 |  | 12.9952 | 12.6578 | 12.8053 |  | 1.1841
|  |  | 2017 |  | 6.2245 | 7.3263 | 7.6936 | 7.5379 |  | 6.3459 | 7.0571 | 6.8026 |  | 6.1486 |  |  |  | 2017 |  | 0.25345 |  | 7.8187 | 7.4229 | 7.2947 | 7.3989 |  | 7.6717 | 7.4194 | 7.5297 |  | 0.69966
|  |  | 2018 |  | 6.5101 | 7.9286 | 8.4014 | 8.1613 |  | 6.7581 | 7.67 | 7.3204 |  | 6.2486 |  |  |  | 2018 |  | 0.25345 |  | 3.6771 | 3.3854 | 3.2909 | 3.3678 |  | 3.5688 | 3.3829 | 3.4641 |  | 0.32286
|  |  | 2019 |  | 6.3834 | 8.9658 | 9.8266 | 9.2698 |  | 7.0642 | 8.7257 | 8.0488 |  | 6.4886 |  |  |  | 2019 |  | 0.25345 |  | 2.3781 | 2.1195 | 2.0358 | 2.1039 |  | 2.2821 | 2.1172 | 2.1893 |  | 0.20431
|  |  | 2020 |  | 6.0102 | 8.5846 | 9.4428 | 8.886 |  | 6.6804 | 8.3419 | 7.665 |  | 6.7786 |  |  |  | 2020 |  | 0.25345 |  | 2.3398 | 2.0827 | 1.9994 | 2.0671 |  | 2.2443 | 2.0804 | 2.152 |  | 0.20222
|  |  | 2021 |  | 6.3055 | 8.9196 | 9.7909 | 9.2235 |  | 6.9969 | 8.6794 | 8.0025 |  | 7.1186 |  |  |  | 2021 |  | 0.25345 |  | 0.46288 | 0.25309 | 0.18515 | 0.2404 |  | 0.38498 | 0.25125 | 0.30969 |  | 0.026335
|  |  | 2022 |  | 6.3965 | 9.0185 | 9.8925 | 9.3251 |  | 7.0879 | 8.7704 | 8.0936 |  | 7.3686 |  |  |  | 2022 |  | 0.25345 |  | 0.4624 | 0.25282 | 0.18496 | 0.24015 |  | 0.38457 | 0.25099 | 0.30937 |  | 0.026454
|  |  | 2023 |  | 6.4747 | 9.1046 | 9.9812 | 9.4138 |  | 7.1661 | 8.8591 | 8.1717 |  | 7.5186 |  |  |  | 2023 |  | 0.25345 |  | 0.46223 | 0.25273 | 0.18489 | 0.24006 |  | 0.38443 | 0.2509 | 0.30925 |  | 0.026589
|  |  | 2024 |  | 6.6632 | 9.3327 | 10.2225 | 9.6446 |  | 7.3757 | 9.0899 | 8.3919 |  | 7.7186 |  |  |  | 2024 |  | 0.25345 |  | 0.46139 | 0.25227 | 0.18456 | 0.23962 |  | 0.38374 | 0.25044 | 0.30869 |  | 0.026709
|  |  | 2025 |  | 6.7699 | 9.4394 | 10.3292 | 9.7512 |  | 7.4824 | 9.1966 | 8.4986 |  | 7.8386 |  |  |  | 2025 |  | 0.25345 |  | 0.46057 | 0.25182 | 0.18423 | 0.2392 |  | 0.38305 | 0.24999 | 0.30814 |  | 0.026829
|  |  | 2026 |  | 6.8737 | 9.5669 | 10.4647 | 9.8762 |  | 7.5862 | 9.3215 | 8.613 |  | 7.9786 |  |  |  | 2026 |  | 0.25345 |  | 0.45975 | 0.25137 | 0.1839 | 0.23877 |  | 0.38237 | 0.24955 | 0.30759 |  | 0.02695
|  |  | 2027 |  | 6.9641 | 9.6574 | 10.5551 | 9.9772 |  | 7.6872 | 9.4119 | 8.714 |  | 8.1586 |  |  |  | 2027 |  | 0.25345 |  | 0.45893 | 0.25093 | 0.18357 | 0.23835 |  | 0.38169 | 0.24911 | 0.30705 |  | 0.027071
|  |  | 2028 |  | 7.0681 | 9.7692 | 10.6696 | 10.0811 |  | 7.7911 | 9.5264 | 8.8179 |  | 8.2886 |  |  |  | 2028 |  | 0.25345 |  | 0.45813 | 0.25048 | 0.18325 | 0.23793 |  | 0.38102 | 0.24867 | 0.30651 |  | 0.027193
|  |  | 2029 |  | 7.2619 | 9.9631 | 10.8635 | 10.275 |  | 7.985 | 9.7203 | 9.0117 |  | 8.4086 |  |  |  | 2029 |  | 0.25345 |  | 0.45733 | 0.25005 | 0.18293 | 0.23751 |  | 0.38036 | 0.24824 | 0.30597 |  | 0.027315
|  |  | 2030 |  | 7.5404 | 10.2415 | 11.1419 | 10.5534 |  | 8.2634 | 9.9987 | 9.2902 |  | 8.5086 |  |  |  | 2030 |  | 0.25345 |  | 0.45653 | 0.24961 | 0.18261 | 0.2371 |  | 0.3797 | 0.24781 | 0.30544 |  | 0.027438
|  |  | 2031 |  | 7.6764 | 10.3841 | 11.2869 | 10.6965 |  | 8.4021 | 10.1412 | 9.4299 |  | 8.6617 |  |  |  | 2031 |  | 0.25345 |  | 0.45653 | 0.24961 | 0.18261 | 0.2371 | 0 | 0.3797 | 0.24781 | 0.30544 | 0 | 0.027438
|  |  | 2032 |  | 7.815 | 10.5286 | 11.4337 | 10.8416 |  | 8.543 | 10.2858 | 9.5716 |  | 8.8176 |  |  |  | 2032 |  | 0.25345 |  | 0.45653 | 0.24961 | 0.18261 | 0.2371 | 0 | 0.3797 | 0.24781 | 0.30544 | 0 | 0.027438
|  |  | 2033 |  | 7.956 | 10.6751 | 11.5825 | 10.9886 |  | 8.6863 | 10.4323 | 9.7155 |  | 8.9763 |  |  |  | 2033 |  | 0.25345 |  | 0.45653 | 0.24961 | 0.18261 | 0.2371 | 0 | 0.3797 | 0.24781 | 0.30544 | 0 | 0.027438
|  |  | 2034 |  | 8.0996 | 10.8236 | 11.7332 | 11.1376 |  | 8.8321 | 10.581 | 9.8615 |  | 9.1378 |  |  |  | 2034 |  | 0.25345 |  | 0.45653 | 0.24961 | 0.18261 | 0.2371 | 0 | 0.3797 | 0.24781 | 0.30544 | 0 | 0.027438
|  |  | 2035 |  | 8.2457 | 10.9743 | 11.8858 | 11.2886 |  | 8.9802 | 10.7318 | 10.0098 |  | 9.3023 |  |  |  | 2035 |  | 0.25345 |  | 0.45653 | 0.24961 | 0.18261 | 0.2371 | 0 | 0.3797 | 0.24781 | 0.30544 | 0 | 0.027438
|  |  | 2036 |  | 8.3945 | 11.127 | 12.0404 | 11.4417 |  | 9.1309 | 10.8847 | 10.1602 |  | 9.4697 |  |  |  | 2036 |  | 0.25345 |  | 0.45653 | 0.24961 | 0.18261 | 0.2371 | 0 | 0.3797 | 0.24781 | 0.30544 | 0 | 0.027438
|  |  | 2037 |  | 8.546 | 11.2818 | 12.1971 | 11.5969 |  | 9.2841 | 11.0399 | 10.313 |  | 9.6401 |  |  |  | 2037 |  | 0.25345 |  | 0.45653 | 0.24961 | 0.18261 | 0.2371 | 0 | 0.3797 | 0.24781 | 0.30544 | 0 | 0.027438
|  |  | 2038 |  | 8.7002 | 11.4388 | 12.3558 | 11.7541 |  | 9.4398 | 11.1972 | 10.468 |  | 9.8136 |  |  |  | 2038 |  | 0.25345 |  | 0.45653 | 0.24961 | 0.18261 | 0.2371 | 0 | 0.3797 | 0.24781 | 0.30544 | 0 | 0.027438
|  |  | 2039 |  | 8.8572 | 11.598 | 12.5165 | 11.9135 |  | 9.5982 | 11.3568 | 10.6253 |  | 9.9902 |  |  |  | 2039 |  | 0.25345 |  | 0.45653 | 0.24961 | 0.18261 | 0.2371 | 0 | 0.3797 | 0.24781 | 0.30544 | 0 | 0.027438
|  |  | 2040 |  | 9.0171 | 11.7594 | 12.6793 | 12.0751 |  | 9.7592 | 11.5186 | 10.7851 |  | 10.17 |  |  |  | 2040 |  | 0.25345 |  | 0.45653 | 0.24961 | 0.18261 | 0.2371 | 0 | 0.3797 | 0.24781 | 0.30544 | 0 | 0.027438
|  |  | 2041 |  | 9.1798 | 11.9231 | 12.8443 | 12.2388 |  | 9.923 | 11.6828 | 10.9472 |  | 10.3531 |  |  |  | 2041 |  | 0.25345 |  | 0.45653 | 0.24961 | 0.18261 | 0.2371 | 0 | 0.3797 | 0.24781 | 0.30544 | 0 | 0.027438
|  |  | 2042 |  | 9.3455 | 12.089 | 13.0114 | 12.4048 |  | 10.0894 | 11.8493 | 11.1117 |  | 10.5394 |  |  |  | 2042 |  | 0.25345 |  | 0.45653 | 0.24961 | 0.18261 | 0.2371 | 0 | 0.3797 | 0.24781 | 0.30544 | 0 | 0.027438
|  |  | 2043 |  | 9.5141 | 12.2572 | 13.1807 | 12.573 |  | 10.2587 | 12.0181 | 11.2788 |  | 10.729 |  |  |  | 2043 |  | 0.25345 |  | 0.45653 | 0.24961 | 0.18261 | 0.2371 | 0 | 0.3797 | 0.24781 | 0.30544 | 0 | 0.027438
|  |  | 2044 |  | 9.6858 | 12.4278 | 13.3522 | 12.7435 |  | 10.4308 | 12.1894 | 11.4483 |  | 10.9221 |  |  |  | 2044 |  | 0.25345 |  | 0.45653 | 0.24961 | 0.18261 | 0.2371 | 0 | 0.3797 | 0.24781 | 0.30544 | 0 | 0.027438
|  |  | 2045 |  | 9.8606 | 12.6008 | 13.5259 | 12.9163 |  | 10.6058 | 12.3631 | 11.6204 |  | 11.1187 |  |  |  | 2045 |  | 0.25345 |  | 0.45653 | 0.24961 | 0.18261 | 0.2371 | 0 | 0.3797 | 0.24781 | 0.30544 | 0 | 0.027438
|  | 2016-2025 |  | (a) | 6.2599 | 8.4264 | 9.1485 | 8.7037 |  | 6.782 | 8.1759 | 7.6203 |  | 6.8767 |  |  | 2016-2025 |  |  | 0.25345 |  | 3.1715 | 2.8936 | 2.8036 | 2.8768 |  | 3.0683 | 2.8911 | 2.9685 |  | 0.27461
|  | 2016-2030 |  |  | 6.5018 | 8.816 | 9.5874 | 9.1032 |  | 7.0792 | 8.5674 | 7.9698 |  | 7.261 |  |  | 2016-2030 |  |  | 0.25345 |  | 2.267 | 2.0125 | 1.9301 | 1.9971 |  | 2.1725 | 2.0103 | 2.0812 |  | 0.19214
|  | 2016-2045 |  | (b) | 7.2961 | 9.7662 | 10.5912 | 10.0637 |  | 7.9332 | 9.5203 | 8.8744 |  | 8.1842 |  |  | 2016-2045 |  |  | 0.25345 |  | 1.6341 | 1.3573 | 1.2676 | 1.3405 |  | 1.5313 | 1.3549 | 1.432 |  | 0.13175
|  |  |  | (a) | Real discount rate: | [5 empty] | 3.5% | [6 empty] | 1: Notes; 3: Values for years 2016 through 2030 from AESC 2015 modeling.
|  |  |  | (b) | Values 2031-2045 extrapolated per Compound Annual Growth Rate (2021-2030) | [12 empty] | 3: Values for years from 2031 onward held at 2030 levels.
[20 empty] | Illustrative real discount rate: |  |  |  |  | 3.5%
CAGR 2019-2028
[5 empty] | 1.805% | 1.392% | 1.301% | 1.356% |  | 1.678% | 1.425% | 1.503% |  | 1.8%
AESC 2015 Exhibit D-1: Avoided Costs of Petroleum Fuels by Sector, asnd Other Fuels (2015$/MMBtu)
|  | 1 | 2 | 3 | 4 | 5 | 6 | 7 | 8 | 9 | 10 | 11 | 12 | 13
|  |  | Fuel Oils | [6 empty] | Other Fuels
|  |  | Residential | Commercial |  |  | Industrial |  |  | Residential |  |  |  | Industrial
|  | Year | Distillate Fuel Oil | Distillate Fuel Oil | Residual Fuel Oil | Weighted Average | Distillate Fuel Oil | Residual Fuel Oil | Weighted Average | Cord Wood | Pellets | Kerosene | Propane | Kerosene
|  |  | $/MMBtu | $/MMBtu | $/MMBtu | $/MMBtu | $/MMBtu | $/MMBtu | $/MMBtu | $/MMBtu | $/MMBtu | $/MMBtu | $/MMBtu | $/MMBtu
|  |  | 2015$ | 2015$ | 2015$ | 2015$ | 2015$ | 2015$ | 2015$ | 2015$ | 2015$ | 2015$ | 2015$ | 2015$
|  | 2015 | 15.3509 | 14.0935 | 12.672 | 13.8945 | 14.4171 | 15.5792 | 14.7193 | 5.4375 | 6.1867 | 16.7458 | 14.1007 | 14.4171
|  | 2016 | 16.1688 | 14.9114 | 13.4082 | 14.701 | 14.6688 | 13.4082 | 14.3411 | 5.7272 | 6.5163 | 17.638 | 15.2933 | 14.6688
|  | 2017 | 17.5081 | 16.2308 | 14.5059 | 15.9894 | 16.0381 | 14.5059 | 15.6397 | 6.2017 | 7.0561 | 19.099 | 17.1443 | 16.0381
|  | 2018 | 18.6075 | 17.2825 | 15.373 | 17.0152 | 17.0947 | 15.373 | 16.647 | 6.5911 | 7.4992 | 20.2983 | 18.383 | 17.0947
|  | 2019 | 18.9941 | 17.6932 | 15.5968 | 17.3997 | 17.5229 | 15.5968 | 17.0221 | 6.728 | 7.6549 | 20.72 | 18.5744 | 17.5229
|  | 2020 | 19.3616 | 18.0524 | 15.8931 | 17.7501 | 17.8761 | 15.8931 | 17.3605 | 6.8582 | 7.8031 | 21.1209 | 18.703 | 17.8761
|  | 2021 | 19.7364 | 18.4397 | 16.154 | 18.1197 | 18.2726 | 16.154 | 17.7217 | 6.991 | 7.9541 | 21.5299 | 18.917 | 18.2726
|  | 2022 | 20.1265 | 18.8486 | 16.5723 | 18.5299 | 18.6952 | 16.5723 | 18.1432 | 7.1291 | 8.1113 | 21.9553 | 19.0861 | 18.6952
|  | 2023 | 20.481 | 19.1764 | 16.8276 | 18.8475 | 19.0033 | 16.8276 | 18.4376 | 7.2547 | 8.2542 | 22.3421 | 19.2119 | 19.0033
|  | 2024 | 20.8355 | 19.4914 | 17.0339 | 19.1473 | 19.2895 | 17.0339 | 18.703 | 7.3803 | 8.3971 | 22.7288 | 19.3651 | 19.2895
|  | 2025 | 21.163 | 19.825 | 17.2439 | 19.4636 | 19.6276 | 17.2439 | 19.0078 | 7.4963 | 8.5291 | 23.086 | 19.5491 | 19.6276
|  | 2026 | 21.407 | 20.0771 | 17.5961 | 19.7298 | 19.8857 | 17.5961 | 19.2904 | 7.5827 | 8.6274 | 23.3522 | 19.7017 | 19.8857
|  | 2027 | 21.7533 | 20.4184 | 17.9406 | 20.0715 | 20.2233 | 17.9406 | 19.6298 | 7.7054 | 8.767 | 23.73 | 19.8547 | 20.2233
|  | 2028 | 21.9713 | 20.6255 | 18.0402 | 20.2635 | 20.4223 | 18.0402 | 19.803 | 7.7826 | 8.8548 | 23.9678 | 19.9784 | 20.4223
|  | 2029 | 22.2508 | 20.897 | 18.4475 | 20.5541 | 20.688 | 18.4475 | 20.1055 | 7.8816 | 8.9675 | 24.2727 | 20.1155 | 20.688
|  | 2030 | 22.4711 | 21.127 | 18.6483 | 20.78 | 20.9251 | 18.6483 | 20.3331 | 7.9597 | 9.0563 | 24.5131 | 20.2493 | 20.9251
|  | 2031 | 22.7646 | 21.4164 | 18.918 | 21.0666 | 21.2106 | 18.918 | 20.6146 | 8.0636 | 9.1746 | 24.8332 | 20.3875 | 21.2106
|  | 2032 | 23.062 | 21.7097 | 19.1916 | 21.3572 | 21.5001 | 19.1916 | 20.8999 | 8.1689 | 9.2944 | 25.1576 | 20.5268 | 21.5001
|  | 2033 | 23.3632 | 22.0071 | 19.4692 | 21.6518 | 21.7935 | 19.4692 | 21.1892 | 8.2756 | 9.4158 | 25.4862 | 20.6669 | 21.7935
|  | 2034 | 23.6683 | 22.3085 | 19.7508 | 21.9504 | 22.0909 | 19.7508 | 21.4825 | 8.3837 | 9.5388 | 25.819 | 20.8081 | 22.0909
|  | 2035 | 23.9775 | 22.6141 | 20.0364 | 22.2532 | 22.3924 | 20.0364 | 21.7798 | 8.4932 | 9.6634 | 26.1563 | 20.9502 | 22.3924
|  | 2036 | 24.2906 | 22.9238 | 20.3262 | 22.5602 | 22.698 | 20.3262 | 22.0813 | 8.6041 | 9.7896 | 26.4979 | 21.0932 | 22.698
|  | 2037 | 24.6079 | 23.2378 | 20.6202 | 22.8713 | 23.0078 | 20.6202 | 22.387 | 8.7165 | 9.9174 | 26.844 | 21.2373 | 23.0078
|  | 2038 | 24.9293 | 23.5561 | 20.9184 | 23.1868 | 23.3217 | 20.9184 | 22.6969 | 8.8304 | 10.047 | 27.1946 | 21.3823 | 23.3217
|  | 2039 | 25.2549 | 23.8788 | 21.2209 | 23.5067 | 23.64 | 21.2209 | 23.011 | 8.9457 | 10.1782 | 27.5498 | 21.5283 | 23.64
|  | 2040 | 25.5848 | 24.2058 | 21.5278 | 23.8309 | 23.9626 | 21.5278 | 23.3296 | 9.0625 | 10.3111 | 27.9096 | 21.6753 | 23.9626
|  | 2041 | 25.9189 | 24.5374 | 21.8392 | 24.1596 | 24.2896 | 21.8392 | 23.6525 | 9.1809 | 10.4458 | 28.2741 | 21.8233 | 24.2896
|  | 2042 | 26.2575 | 24.8735 | 22.155 | 24.4929 | 24.6211 | 22.155 | 23.9799 | 9.3008 | 10.5822 | 28.6434 | 21.9724 | 24.6211
|  | 2043 | 26.6004 | 25.2142 | 22.4755 | 24.8308 | 24.9571 | 22.4755 | 24.3119 | 9.4223 | 10.7204 | 29.0175 | 22.1224 | 24.9571
|  | 2044 | 26.9478 | 25.5595 | 22.8005 | 25.1733 | 25.2977 | 22.8005 | 24.6484 | 9.5454 | 10.8605 | 29.3965 | 22.2735 | 25.2977
|  | 2045 | 27.2998 | 25.9096 | 23.1303 | 25.5205 | 25.643 | 23.1303 | 24.9897 | 9.67 | 11.0023 | 29.7805 | 22.4256 | 25.643
Levelized Costs
|  | 2016-2025 | 19.1999 | 17.898 | 15.7851 | 17.6022 | 17.7112 | 15.7851 | 17.2104 | 6.8009 | 7.7379 | 20.9446 | 18.35 | 17.7112
|  | 2016-2030 | 20.0114 | 18.6979 | 16.4727 | 18.3863 | 18.5071 | 16.4727 | 17.9782 | 7.0884 | 8.065 | 21.8298 | 18.8276 | 18.5071
|  | 2016-2045 | 21.989 | 20.6521 | 18.2609 | 20.3173 | 20.4439 | 18.2609 | 19.8763 | 7.7889 | 8.862 | 23.9871 | 19.8545 | 20.4439
Notes
2031-2045 costs extrapolated based on 2021-2030 compound annual growth rate
|  | Real discount rate | 0.0243
Note on D19: these were updated based on the water and sewer udpdate prvoided by Tina Poirier. July 2016
Note on Q33: user: cell refers to Distribution2 - it should refer to Distribution1
Note on K137: Joseph R Swift: updated July 13 baesd on Steve Waite email (see changes sheet).
Note on AF137: Jennifer Ferrante: Added adjustment from August 27, 2013 Appendis B Errata
Updated these DRIPE values to include intrastate and interstate (ROP). Note the formulas maintain the intrastate DRIPE values but also add in the ROP DRIPE (to the right).
Sept 6, 2016
These DRIPE values are from Exhibit C-13 of the AESC. Note that these values include intra-state DRIPE AND ROP DRIPE (combined).
These were updated on September 6, 2016.

## Old Inputs (not used) (hidden)
|  | Administrator: | Liberty Utilities Gas
|  | Program Year: | 2017
[12 empty] | Impact Factors | [8 empty] | Energy Savings | [7 empty] | Capacity Savings |  |  |  |  | Non-Electric Benefits | [7 empty] | Non Energy Impacts | [5 empty] | BCR
Sector | Program | Subprogram | Measure | BCR Measure ID | End Use | Quantity | Measure Life | Total Resource Cost | Incentive | Processing Costs | Customer Cost | Free-Ridership Rate | Spillover [Participant] Rate | Spillover [Non-Participant] Rate | Net to Gross | In-Service Rate | kWh Realization Rate | kW Winter Realization Rate | kW Summer Realization Rate | Non Electric Realization Rate | Gross Annual kWh Saved | LS_ID | Max Demand Factor | Load Shape Description | Winter Peak Energy % | Winter Off-Peak Energy % | Summer Peak Energy % | Summer Off-Peak Energy % | Maximum Load Reduction (kW) | Summer Coincident (%) | Winter Coincident (%) | Trans. Coincident (%) | Dist. Coincident (%) | Fossil Fuel Type #1 | Savings from Fuel Type #1 (MMBtu/Year) | Fossil Fuel Type #2 | Savings from Fuel Type #2 (MMBtu/Year) | Fossil Fuel Type #3 | Savings from Fuel Type #3 (MMBtu/Year) | Res Water Savings (Gallons per Year) | C&I Water Savings (Gallons per Year) | Annual per Unit | One time per Unit | Annual per kWh | One time per KWh | Annual per Therm | One time per Therm | Benefit Cost Ratio
A - Residential | EnergyStar® Homes | EnergyStar® Homes | E-STAR Homes Heating (non-electric) |  | Energy Star Homes | 26 | 25 | 6562.52 | 3268.32 | 1 | 3294.2 | 0% | 0% | 0% | 100% | 100% | 100% | 100% | 100% | 100% | 791 | ls_3 | #N/A | #N/A | 0% | 0% | 0% | 0% |  | 0% | 0% | 0% | 0% | Propane | 32 | [6 empty] | 0 | 0 | 0 | 0 | 0 | 0
A - Residential | EnergyStar® Homes | EnergyStar® Homes | E-STAR Homes Cooling (non-electric) |  | Energy Star Homes | 26 | 25 | 0 | 0 | 1 | 0 | 0% | 0% | 0% | 100% | 100% | 100% | 100% | 100% | 100% | 57.8 | ls_11 | #N/A | #N/A | 0% | 0% | 0% | 0% |  | 0% | 0% | 0% | 0% | [8 empty] | 0 | 0 | 0 | 0 | 0 | 0
A - Residential | EnergyStar® Homes | EnergyStar® Homes | E-STAR Homes Water Heating |  | Hot Water | 26 | 15 | 0 | 0 | 1 | 0 | 0% | 0% | 0% | 100% | 100% | 100% | 100% | 100% | 100% | 151.74 | ls_8 | #N/A | #N/A | 0% | 0% | 0% | 0% |  | 0% | 0% | 0% | 0% |  | 2.6 | [6 empty] | 0 | 0 | 0 | 0 | 0 | 0
A - Residential | EnergyStar® Homes | EnergyStar® Homes | Refrigerator |  | Process | 8 | 12 | 25 | 25 | 1 | 0 | 0% | 0% | 0% | 100% | 100% | 100% | 100% | 100% | 100% | 168 | ls_7 | #N/A | #N/A | 0% | 0% | 0% | 0% |  | 0% | 0% | 0% | 0% | [8 empty] | 0 | 0 | 0 | 0 | 0 | 0
A - Residential | EnergyStar® Homes | EnergyStar® Homes | Clothes Washer |  | Hot Water | 8 | 11 | 25 | 25 | 1 | 0 | 0% | 0% | 0% | 100% | 100% | 100% | 100% | 100% | 100% | 260.68 | ls_1 | #N/A | #N/A | 0% | 0% | 0% | 0% |  | 0% | 0% | 0% | 0% | [8 empty] | 0 | 0 | 0 | 0 | 0 | 0
A - Residential | EnergyStar® Homes | EnergyStar® Homes | Dishwasher |  | Hot Water | 1 | 11 | 25 | 25 | 1 | 0 | 0% | 0% | 0% | 100% | 100% | 100% | 100% | 100% | 100% | 33 | ls_1 | #N/A | #N/A | 0% | 0% | 0% | 0% |  | 0% | 0% | 0% | 0% | [6 empty] | 430 |  | 0 | 0 | 0 | 0 | 0 | 0
A - Residential | EnergyStar® Homes | EnergyStar® Homes | LED Bulbs (Installed by Builder or HERS Rater) |  | Lighting | 312 | 20 | 20 | 20 | 1 | 0 | 0% | 0% | 0% | 100% | 100% | 100% | 100% | 100% | 100% | 25 | ls_70 | #N/A | #N/A | 0% | 0% | 0% | 0% |  | 0% | 0% | 0% | 0% | [8 empty] | 0 | 0 | 0 | 0 | 0 | 0
A - Residential | EnergyStar® Homes | EnergyStar® Homes | E-STAR Homes cooling (GSHP and ASHP) |  | Energy Star Homes | 3 | 17 | 5 | 3 | 1 | 2 | 0% | 0% | 0% | 100% | 100% | 100% | 100% | 100% | 100% | 127 | ls_11 | #N/A | #N/A | 0% | 0% | 0% | 0% |  | 0% | 0% | 0% | 0% | [8 empty] | 0 | 0 | 0 | 0 | 0 | 0
A - Residential | EnergyStar® Homes | EnergyStar® Homes | E-STAR Homes heating (GSHP and ASHP) |  | Energy Star Homes | 3 | 17 | 7875.024 | 4260 | 1 | 3615.024 | 0% | 0% | 0% | 100% | 100% | 100% | 100% | 100% | 100% | 10000 | ls_3 | #N/A | #N/A | 0% | 0% | 0% | 0% |  | 0% | 0% | 0% | 0% | [8 empty] | 0 | 0 | 0 | 0 | 0 | 0
A - Residential | EnergyStar® Homes | EnergyStar® Homes | Rater Fees |  |  | 26 | 1 | 1155 | 1155 | 1 | 0 | 0% | 0% | 0% | 100% | 100% | 100% | 100% | 100% | 100% |  | ls_0 | #N/A | #N/A | 0% | 0% | 0% | 0% |  | 0% | 0% | 0% | 0% | [8 empty] | 0 | 0 | 0 | 0 | 0 | 0
A - Residential | EnergyStar® Homes | EnergyStar® Homes | Total Rebate Processing |  |  | 1 | 1 | 413 | 413 |  | 0 | 0% | 0% | 0% | 100% | 100% | 100% | 100% | 100% | 100% |  | ls_0 | #N/A | #N/A | 0% | 0% | 0% | 0% |  | 0% | 0% | 0% | 0% | [8 empty] | 0 | 0 | 0 | 0 | 0 | 0
[11 empty] | 0 | [30 empty] | 0 | 0 | 0 | 0 | 0 | 0
[11 empty] | 0 | [30 empty] | 0 | 0 | 0 | 0 | 0 | 0
[11 empty] | 0 | [30 empty] | 0 | 0 | 0 | 0 | 0 | 0
[11 empty] | 0 | [30 empty] | 0 | 0 | 0 | 0 | 0 | 0
A - Residential | HP w/EnergyStar® | HP w/EnergyStar® | Air Sealing, Oil |  | Envelope | 80.8 | 15 | 752.4 | 376.2 | 1 | 376.2 | 0% | 0% | 0% | 100% | 100% | 100% | 100% | 100% | 100% | 0 | ls_11 | #N/A | #N/A | 0% | 0% | 0% | 0% |  | 0% | 0% | 0% | 0% | Fuel Oil - Residential Distillate | 10.37 | [6 empty] | 0 | 0 | 0 | 0 | 0 | 0
A - Residential | HP w/EnergyStar® | HP w/EnergyStar® | Air Sealing, Electric |  | Envelope | 5.05 | 15 | 752.4 | 376.2 | 1 | 376.2 | 0% | 0% | 0% | 100% | 100% | 100% | 100% | 100% | 100% | 746 | ls_3 | #N/A | #N/A | 0% | 0% | 0% | 0% |  | 0% | 0% | 0% | 0% | [8 empty] | 0 | 0 | 0 | 0 | 0 | 0
A - Residential | HP w/EnergyStar® | HP w/EnergyStar® | Air Sealing, Propane |  | Envelope | 15.15 | 15 | 752.4 | 376.2 | 1 | 376.2 | 0% | 0% | 0% | 100% | 100% | 100% | 100% | 100% | 100% | 0 | ls_11 | #N/A | #N/A | 0% | 0% | 0% | 0% |  | 0% | 0% | 0% | 0% | Propane | 9.35 | [6 empty] | 0 | 0 | 0 | 0 | 0 | 0
A - Residential | HP w/EnergyStar® | HP w/EnergyStar® | Insulation, Oil |  | Envelope | 80.8 | 25 | 4510 | 2255 | 1 | 2255 | 0% | 0% | 0% | 100% | 100% | 100% | 100% | 100% | 100% | 0 | ls_76 | #N/A | #N/A | 0% | 0% | 0% | 0% |  | 0% | 0% | 0% | 0% | Fuel Oil - Residential Distillate | 22.78 | [6 empty] | 0 | 0 | 0 | 0 | 0 | 0
A - Residential | HP w/EnergyStar® | HP w/EnergyStar® | Insulation, Electric |  | Envelope | 5.05 | 25 | 4510 | 2255 | 1 | 2255 | 0% | 0% | 0% | 100% | 100% | 100% | 100% | 100% | 100% | 1693 | ls_3 | #N/A | #N/A | 0% | 0% | 0% | 0% |  | 0% | 0% | 0% | 0% | [8 empty] | 0 | 0 | 0 | 0 | 0 | 0
A - Residential | HP w/EnergyStar® | HP w/EnergyStar® | Insulation, Propane |  | Envelope | 15.15 | 25 | 4510 | 2255 | 1 | 2255 | 0% | 0% | 0% | 100% | 100% | 100% | 100% | 100% | 100% | 0 | ls_74 | #N/A | #N/A | 0% | 0% | 0% | 0% |  | 0% | 0% | 0% | 0% | Propane | 14.21 | [6 empty] | 0 | 0 | 0 | 0 | 0 | 0
A - Residential | HP w/EnergyStar® | HP w/EnergyStar® | Thermostats, Oil |  | HVAC | 16.16 | 15 | 286 | 143 | 1 | 143 | 0% | 0% | 0% | 100% | 100% | 100% | 100% | 100% | 100% | 14 | ls_0 | #N/A | #N/A | 0% | 0% | 0% | 0% |  | 0% | 0% | 0% | 0% | Fuel Oil - Residential Distillate | 3.258 | [6 empty] | 0 | 0 | 0 | 0 | 0 | 0
A - Residential | HP w/EnergyStar® | HP w/EnergyStar® | Thermostats Electric |  | HVAC | 3.03 | 15 | 286 | 143 | 1 | 143 | 0% | 0% | 0% | 100% | 100% | 100% | 100% | 100% | 100% | 330 | ls_3 | #N/A | #N/A | 0% | 0% | 0% | 0% |  | 0% | 0% | 0% | 0% | Propane | 2.68 | [6 empty] | 0 | 0 | 0 | 0 | 0 | 0
A - Residential | HP w/EnergyStar® | HP w/EnergyStar® | Thermostats, Propane |  | HVAC | 0 | 15 | 286 | 143 | 1 | 143 | 0% | 0% | 0% | 100% | 100% | 100% | 100% | 100% | 100% | 14 | ls_0 | #N/A | #N/A | 0% | 0% | 0% | 0% |  | 0% | 0% | 0% | 0% | [8 empty] | 0 | 0 | 0 | 0 | 0 | 0
A - Residential | HP w/EnergyStar® | HP w/EnergyStar® | CFLs |  | Lighting | 10 | 8 | 10 | 10 | 1 | 0 | 0% | 0% | 0% | 100% | 100% | 100% | 100% | 100% | 100% | 43 | ls_70 | #N/A | #N/A | 0% | 0% | 0% | 0% |  | 0% | 0% | 0% | 0% | [8 empty] | 0 | 0 | 0 | 0 | 0 | 0
A - Residential | HP w/EnergyStar® | HP w/EnergyStar® | Refrigerators |  | Process | 3 | 12 | 400 | 200 | 1 | 200 | 0% | 0% | 0% | 100% | 100% | 100% | 100% | 100% | 100% | 155 | ls_7 | #N/A | #N/A | 0% | 0% | 0% | 0% |  | 0% | 0% | 0% | 0% | [8 empty] | 0 | 0 | 0 | 0 | 0 | 0
A - Residential | HP w/EnergyStar® | HP w/EnergyStar® | LEDs |  | Lighting | 505 | 20 | 50 | 50 | 1 | 0 | 0% | 0% | 0% | 100% | 100% | 100% | 100% | 100% | 100% | 37 | ls_70 | #N/A | #N/A | 0% | 0% | 0% | 0% |  | 0% | 0% | 0% | 0% | [8 empty] | 0 | 0 | 0 | 0 | 0 | 0
A - Residential | HP w/EnergyStar® | HP w/EnergyStar® | LED Fixtures |  | Lighting | 40 | 20 | 50 | 50 | 1 | 0 | 0% | 0% | 0% | 100% | 100% | 100% | 100% | 100% | 100% | 37 | ls_69 | #N/A | #N/A | 0% | 0% | 0% | 0% |  | 0% | 0% | 0% | 0% | [8 empty] | 0 | 0 | 0 | 0 | 0 | 0
A - Residential | HP w/EnergyStar® | HP w/EnergyStar® | Aerators Electric |  | Hot Water | 25 | 7 | 9 | 9 | 1 | 0 | 0% | 0% | 0% | 100% | 100% | 100% | 100% | 100% | 100% | 49 | ls_8 | #N/A | #N/A | 0% | 0% | 0% | 0% |  | 0% | 0% | 0% | 0% | [6 empty] | 332 |  | 0 | 0 | 0 | 0 | 0 | 0
A - Residential | HP w/EnergyStar® | HP w/EnergyStar® | Aerators Non-Electric |  | Hot Water | 25 | 7 | 9 | 9 | 1 | 0 | 0% | 0% | 0% | 100% | 100% | 100% | 100% | 100% | 100% | 0 | ls_0 | #N/A | #N/A | 0% | 0% | 0% | 0% |  | 0% | 0% | 0% | 0% | Fuel Oil - Residential Distillate | 0.15 | Propane | 0.25 |  |  | 332 |  | 0 | 0 | 0 | 0 | 0 | 0
A - Residential | HP w/EnergyStar® | HP w/EnergyStar® | Showerheads Electric |  | Hot Water | 12 | 7 | 9 | 9 | 1 | 0 | 0% | 0% | 0% | 100% | 100% | 100% | 100% | 100% | 100% | 237 | ls_8 | #N/A | #N/A | 0% | 0% | 0% | 0% |  | 0% | 0% | 0% | 0% | [6 empty] | 3696 |  | 0 | 0 | 0 | 0 | 0 | 0
A - Residential | HP w/EnergyStar® | HP w/EnergyStar® | Showerheads Non-Electric |  | Hot Water | 13 | 7 | 9 | 9 | 1 | 0 | 0% | 0% | 0% | 100% | 100% | 100% | 100% | 100% | 100% | 0 | ls_0 | #N/A | #N/A | 0% | 0% | 0% | 0% |  | 0% | 0% | 0% | 0% | Fuel Oil - Residential Distillate | 0.65 | Kerosene | 0.7 |  |  | 3696 |  | 0 | 0 | 0 | 0 | 0 | 0
A - Residential | HP w/EnergyStar® | HP w/EnergyStar® | DHW Pipe Wrap Electric |  | Hot Water | 3 | 20 | 625 | 312 | 1 | 313 | 0% | 0% | 0% | 100% | 100% | 100% | 100% | 100% | 100% | 64 | ls_8 | #N/A | #N/A | 0% | 0% | 0% | 0% |  | 0% | 0% | 0% | 0% | [8 empty] | 0 | 0 | 0 | 0 | 0 | 0
A - Residential | HP w/EnergyStar® | HP w/EnergyStar® | DHW Pipe Wrap Non-Electric |  | Hot Water | 3 | 20 | 625 | 312 | 1 | 313 | 0% | 0% | 0% | 100% | 100% | 100% | 100% | 100% | 100% | 0 | ls_0 | #N/A | #N/A | 0% | 0% | 0% | 0% |  | 0% | 0% | 0% | 0% | [8 empty] | 0 | 0 | 0 | 0 | 0 | 0
A - Residential | HP w/EnergyStar® | HP w/EnergyStar® | Boiler - Oil AFUE >=90% |  | HVAC | 1 | 20 | 2848 | 1000 | 1 | 1848 | 0% | 0% | 0% | 100% | 100% | 100% | 100% | 100% | 100% | 38 | ls_0 | #N/A | #N/A | 0% | 0% | 0% | 0% |  | 0% | 0% | 0% | 0% | Fuel Oil - Residential Distillate | 10.75 | [6 empty] | 0 | 0 | 0 | 0 | 0 | 0
A - Residential | HP w/EnergyStar® | HP w/EnergyStar® | Boiler - Propane AFUE >=90% |  | HVAC | 1 | 20 | 2847 | 1000 | 1 | 1847 | 0% | 0% | 0% | 100% | 100% | 100% | 100% | 100% | 100% | 39 | ls_0 | #N/A | #N/A | 0% | 0% | 0% | 0% |  | 0% | 0% | 0% | 0% | Propane | 10.4 | [6 empty] | 0 | 0 | 0 | 0 | 0 | 0
A - Residential | HP w/EnergyStar® | HP w/EnergyStar® | Furnace w/ECM - Oil AFUE >=85% |  | HVAC | 1 | 18 | 1626 | 300 | 1 | 1326 | 0% | 0% | 0% | 100% | 100% | 100% | 100% | 100% | 100% | 168 | ls_73 | #N/A | #N/A | 0% | 0% | 0% | 0% |  | 0% | 0% | 0% | 0% | Fuel Oil - Residential Distillate | 18 | [6 empty] | 0 | 0 | 0 | 0 | 0 | 0
A - Residential | HP w/EnergyStar® | HP w/EnergyStar® | Furnace w/ECM - Propane AFUE >=97% |  | HVAC | 1 | 18 | 1707 | 450 | 1 | 1257 | 0% | 0% | 0% | 100% | 100% | 100% | 100% | 100% | 100% | 168 | ls_73 | #N/A | #N/A | 0% | 0% | 0% | 0% |  | 0% | 0% | 0% | 0% | Propane | 5.9 | [6 empty] | 0 | 0 | 0 | 0 | 0 | 0
A - Residential | HP w/EnergyStar® | HP w/EnergyStar® | Mini Split Heat Pump Cooling SEER 20 (per ton) |  | HVAC | 1 | 18 | 400 | 300 | 1 | 100 | 0% | 0% | 0% | 100% | 100% | 100% | 100% | 100% | 100% | 44 | ls_68 | #N/A | #N/A | 0% | 0% | 0% | 0% |  | 0% | 0% | 0% | 0% | [8 empty] | 0 | 0 | 0 | 0 | 0 | 0
A - Residential | HP w/EnergyStar® | HP w/EnergyStar® | Mini Split Heat Pump Heating HSPF>=10 (per ton) |  | HVAC | 1 | 18 | 400 | 300 | 1 | 100 | 0% | 0% | 0% | 100% | 100% | 100% | 100% | 100% | 100% | 154 | ls_68 | #N/A | #N/A | 0% | 0% | 0% | 0% |  | 0% | 0% | 0% | 0% | [8 empty] | 0 | 0 | 0 | 0 | 0 | 0
A - Residential | HP w/EnergyStar® | HP w/EnergyStar® | Wxn Heating Ancillary Savings |  | HVAC | 10 | 20 | 5 | 3 | 1 | 2 | 0% | 0% | 0% | 100% | 100% | 100% | 100% | 100% | 100% | 55 | ls_3 | #N/A | #N/A | 0% | 0% | 0% | 0% |  | 0% | 0% | 0% | 0% | [8 empty] | 0 | 0 | 0 | 0 | 0 | 0
A - Residential | HP w/EnergyStar® | Large Business Retrofit | Cooling system Ancillary Savings |  | HVAC | 10 | 20 | 5 | 3 | 1 | 2 | 0% | 0% | 0% | 100% | 100% | 100% | 100% | 100% | 100% | 34 | ls_11 | #N/A | #N/A | 0% | 0% | 0% | 0% |  | 0% | 0% | 0% | 0% | [8 empty] | 0 | 0 | 0 | 0 | 0 | 0
A - Residential | HP w/EnergyStar® | HP w/EnergyStar® | Non-Energy Savings Measures |  |  |  | 1 |  |  | 1 | 0 | 0% | 0% | 0% | 100% | 100% | 100% | 100% | 100% | 100% |  | ls_0 | #N/A | #N/A | 0% | 0% | 0% | 0% |  | 0% | 0% | 0% | 0% | [8 empty] | 0 | 0 | 0 | 0 | 0 | 0
A - Residential | HP w/EnergyStar® | HP w/EnergyStar® | 3rd Party Financing |  |  |  | 1 |  |  | 1 | 0 | 0% | 0% | 0% | 100% | 100% | 100% | 100% | 100% | 100% |  | ls_0 | #N/A | #N/A | 0% | 0% | 0% | 0% |  | 0% | 0% | 0% | 0% | [8 empty] | 0 | 0 | 0 | 0 | 0 | 0
A - Residential | HP w/EnergyStar® | HP w/EnergyStar® | Audits |  |  |  | 1 |  |  |  | 0 | 0% | 0% | 0% | 100% | 100% | 100% | 100% | 100% | 100% |  | ls_0 | #N/A | #N/A | 0% | 0% | 0% | 0% |  | 0% | 0% | 0% | 0% | [8 empty] | 0 | 0 | 0 | 0 | 0 | 0
A - Residential | HP w/EnergyStar® | HP w/EnergyStar® | Total Rebate Processing |  |  |  | 1 | 25 | 25 |  | 0 | 0% | 0% | 0% | 100% | 100% | 100% | 100% | 100% | 100% |  | ls_0 | #N/A | #N/A | 0% | 0% | 0% | 0% |  | 0% | 0% | 0% | 0% | [8 empty] | 0 | 0 | 0 | 0 | 0 | 0
[11 empty] | 0 | [30 empty] | 0 | 0 | 0 | 0 | 0 | 0
[11 empty] | 0 | [30 empty] | 0 | 0 | 0 | 0 | 0 | 0
[11 empty] | 0 | [30 empty] | 0 | 0 | 0 | 0 | 0 | 0
[11 empty] | 0 | [30 empty] | 0 | 0 | 0 | 0 | 0 | 0
A - Residential | EnergyStar® Products | Res Energy Star Appliance | Energy Star Clothes Washers |  | Hot Water | 430 | 11 | 50 | 30 | 1 | 20 | 0% | 0% | 0% | 100% | 100% | 100% | 100% | 100% | 100% | 182 | ls_1 | #N/A | #N/A | 0% | 0% | 0% | 0% |  | 0% | 0% | 0% | 0% | NG - Res Hot Water | 0.1541 | Fuel Oil - Residential Distillate | 0.02546 | Propane | 0.0134 | 3385 |  | 0 | 0 | 0 | 0 | 0 | 0
A - Residential | EnergyStar® Products | Res Energy Star Appliance | Energy Star Room Air Conditioners |  | HVAC | 258 | 9 | 20 | 20 | 1 | 0 | 0% | 0% | 0% | 100% | 100% | 100% | 100% | 100% | 100% | 16.1565 | ls_18 | #N/A | #N/A | 0% | 0% | 0% | 0% |  | 0% | 0% | 0% | 0% | [8 empty] | 0 | 0 | 0 | 0 | 0 | 0
A - Residential | EnergyStar® Products | Res Energy Star Appliance | 2nd Refrigerator Pickup/Turnin |  | Process | 51.6 | 8 | 30 | 30 | 1 | 0 | 0% | 0% | 0% | 100% | 100% | 100% | 100% | 100% | 100% | 755 | ls_76 | #N/A | #N/A | 0% | 0% | 0% | 0% |  | 0% | 0% | 0% | 0% | [8 empty] | 0 | 0 | 0 | 0 | 0 | 0
A - Residential | EnergyStar® Products | Res Energy Star Appliance | Advanced Power Strip |  | Process | 0 | 5 | 10 | 10 | 1 | 0 | 0% | 0% | 0% | 100% | 100% | 100% | 100% | 100% | 100% | 79 | ls_6 | #N/A | #N/A | 0% | 0% | 0% | 0% |  | 0% | 0% | 0% | 0% | [8 empty] | 0 | 0 | 0 | 0 | 0 | 0
A - Residential | EnergyStar® Products | Res Energy Star Appliance | Energy Star Refrigerators |  | Process | 430 | 12 | 20 | 20 | 1 | 0 | 0% | 0% | 0% | 100% | 100% | 100% | 100% | 100% | 100% | 39.63 | ls_76 | #N/A | #N/A | 0% | 0% | 0% | 0% |  | 0% | 0% | 0% | 0% | [8 empty] | 0 | 0 | 0 | 0 | 0 | 0
A - Residential | EnergyStar® Products | Res Energy Star Appliance | Energy Star Room Air Purifier |  | Process | 0 | 9 | 15 | 15 | 1 | 0 | 0% | 0% | 0% | 100% | 100% | 100% | 100% | 100% | 100% | 390.1 | ls_6 | #N/A | #N/A | 0% | 0% | 0% | 0% |  | 0% | 0% | 0% | 0% | [8 empty] | 0 | 0 | 0 | 0 | 0 | 0
A - Residential | EnergyStar® Products | Res Energy Star Appliance | 2nd Freezer Pickup/Turnin |  | Process | 10 | 8 | 30 | 30 | 1 | 0 | 0% | 0% | 0% | 100% | 100% | 100% | 100% | 100% | 100% | 663 | ls_76 | #N/A | #N/A | 0% | 0% | 0% | 0% |  | 0% | 0% | 0% | 0% | [8 empty] | 0 | 0 | 0 | 0 | 0 | 0
A - Residential | EnergyStar® Products | Res Energy Star Appliance | Room AC Pickup/Turnin |  | HVAC | 5 | 5 | 30 | 30 | 1 | 0 | 0% | 0% | 0% | 100% | 100% | 100% | 100% | 100% | 100% | 16.1565 | ls_18 | #N/A | #N/A | 0% | 0% | 0% | 0% |  | 0% | 0% | 0% | 0% | [8 empty] | 0 | 0 | 0 | 0 | 0 | 0
A - Residential | EnergyStar® Products | Res Energy Star Appliance | Energy Star Central AC |  | HVAC | 4 | 14 | 426.2667 | 161 | 1 | 265.2667 | 0% | 0% | 0% | 100% | 100% | 100% | 100% | 100% | 100% | 108.9846 | ls_11 | #N/A | #N/A | 0% | 0% | 0% | 0% |  | 0% | 0% | 0% | 0% | [8 empty] | 0 | 0 | 0 | 0 | 0 | 0
A - Residential | EnergyStar® Products | Res Energy Star Appliance | Mini Split Heat Pump HSPF>=8.5, SEER >=15, EER>=12.5 cooling |  | HVAC | 6 | 12 | 250 | 250 | 1 | 0 | 0% | 0% | 0% | 100% | 100% | 100% | 100% | 100% | 100% | 44 | ls_68 | #N/A | #N/A | 0% | 0% | 0% | 0% |  | 0% | 0% | 0% | 0% | [8 empty] | 0 | 0 | 0 | 0 | 0 | 0
A - Residential | EnergyStar® Products | Res Energy Star Appliance | Mini Split Heat Pump HSPF>=8.5, SEER >=15, EER>=12.5 heating |  | HVAC | 6 | 12 | 250 | 250 | 1 | 0 | 0% | 0% | 0% | 100% | 100% | 100% | 100% | 100% | 100% | 154.5951 | ls_68 | #N/A | #N/A | 0% | 0% | 0% | 0% |  | 0% | 0% | 0% | 0% | [8 empty] | 0 | 0 | 0 | 0 | 0 | 0
A - Residential | EnergyStar® Products | Res Energy Star Appliance | Ductless MS Cooling only SEER 20 (per ton) |  | HVAC | 8 | 12 | 140 | 140 | 1 | 0 | 0% | 0% | 0% | 100% | 100% | 100% | 100% | 100% | 100% | 94.7692 | ls_68 | #N/A | #N/A | 0% | 0% | 0% | 0% |  | 0% | 0% | 0% | 0% | [8 empty] | 0 | 0 | 0 | 0 | 0 | 0
A - Residential | EnergyStar® Products | Res Energy Star Appliance | DHW: Heat Pump Water Heater 50 Gallon Electric, EF>=2.3 (ES=EF>=2.0) |  | Hot Water | 7 | 10 | 500 | 500 | 1 | 0 | 0% | 0% | 0% | 100% | 100% | 100% | 100% | 100% | 100% | 1775 | ls_8 | #N/A | #N/A | 0% | 0% | 0% | 0% |  | 0% | 0% | 0% | 0% | [8 empty] | 0 | 0 | 0 | 0 | 0 | 0
A - Residential | EnergyStar® Products | Res Energy Star Appliance | DHW: Heat Pump Water Heater 80 Gallon Electric, EF>=2.3 (ES=EF>=2.0) |  | Hot Water | 1 | 10 | 600 | 600 | 1 | 0 | 0% | 0% | 0% | 100% | 100% | 100% | 100% | 100% | 100% | 2672 | ls_8 | #N/A | #N/A | 0% | 0% | 0% | 0% |  | 0% | 0% | 0% | 0% | [8 empty] | 0 | 0 | 0 | 0 | 0 | 0
A - Residential | EnergyStar® Products | Res Energy Star Appliance | Energy Star WiFi Thermostat for Heat Pumps |  | HVAC | 5 | 12 | 100 | 100 | 1 | 0 | 0% | 0% | 0% | 100% | 100% | 100% | 100% | 100% | 100% | 118.0372 | ls_11 | #N/A | #N/A | 0% | 0% | 0% | 0% |  | 0% | 0% | 0% | 0% | [8 empty] | 0 | 0 | 0 | 0 | 0 | 0
A - Residential | EnergyStar® Products | Res Energy Star Appliance | Mini Split Heat Pump HSPF>=10, SEER >=18, EER>=12.5 cooling |  | HVAC | 25 | 12 | 825 | 825 | 1 | 0 | 0% | 0% | 0% | 100% | 100% | 100% | 100% | 100% | 100% | 274.2667 | ls_68 | #N/A | #N/A | 0% | 0% | 0% | 0% |  | 0% | 0% | 0% | 0% | [8 empty] | 0 | 0 | 0 | 0 | 0 | 0
A - Residential | EnergyStar® Products | Res Energy Star Appliance | Mini Split Heat Pump HSPF>=10, SEER >=18, EER>=12.5 heating |  | HVAC | 25 | 12 | 825 | 825 | 1 | 0 | 0% | 0% | 0% | 100% | 100% | 100% | 100% | 100% | 100% | 1147.8688 | ls_68 | #N/A | #N/A | 0% | 0% | 0% | 0% |  | 0% | 0% | 0% | 0% | [8 empty] | 0 | 0 | 0 | 0 | 0 | 0
A - Residential | EnergyStar® Products | Res Energy Star Appliance | Energy Star WiFi Thermostat for MS and CAC only |  | HVAC | 6 | 12 | 100 | 100 | 1 | 0 | 0% | 0% | 0% | 100% | 100% | 100% | 100% | 100% | 100% | 118.4 | ls_11 | #N/A | #N/A | 0% | 0% | 0% | 0% |  | 0% | 0% | 0% | 0% | [8 empty] | 0 | 0 | 0 | 0 | 0 | 0
A - Residential | EnergyStar® Products | Res Energy Star Appliance | Dehumidifiers |  | HVAC | 10 | 10 | 5 | 3 | 1 | 2 | 0% | 0% | 0% | 100% | 100% | 100% | 100% | 100% | 100% | 100 | custom | #N/A | Custom Calculation | 2% | 3% | 59% | 36% | 0.026 | 85% | 0% | 85% | 85% | [8 empty] | 0 | 0 | 0 | 0 | 0 | 0
A - Residential | EnergyStar® Products | Res Energy Star Appliance | Freezers |  | Process | 10 | 10 | 5 | 3 | 1 | 2 | 0% | 0% | 0% | 100% | 100% | 100% | 100% | 100% | 100% | 200 | ls_76 | #N/A | #N/A | 0% | 0% | 0% | 0% |  | 0% | 0% | 0% | 0% | [8 empty] | 0 | 0 | 0 | 0 | 0 | 0
A - Residential | EnergyStar® Products | Res Energy Star Appliance | clothes dryers - Energy Star |  | Process | 10 | 10 | 5 | 3 | 1 | 2 | 0% | 0% | 0% | 100% | 100% | 100% | 100% | 100% | 100% | 200 | ls_1 | #N/A | #N/A | 0% | 0% | 0% | 0% |  | 0% | 0% | 0% | 0% | [8 empty] | 0 | 0 | 0 | 0 | 0 | 0
A - Residential | EnergyStar® Products | Res Energy Star Appliance | Pool Pumps (upstream?) |  | Process | 10 | 10 | 5 | 3 | 1 | 2 | 0% | 0% | 0% | 100% | 100% | 100% | 100% | 100% | 100% | 300 | custom | #N/A | Custom Calculation | 0% | 0% | 50% | 50% | 0.379 | 100% | 0% | 100% | 100% | [8 empty] | 0 | 0 | 0 | 0 | 0 | 0
A - Residential | EnergyStar® Products | Res Energy Star Appliance | televisions (not to be offered, leave in screen for 2018-2020) |  | Process | 10 | 10 | 5 | 3 | 1 | 2 | 0% | 0% | 0% | 100% | 100% | 100% | 100% | 100% | 100% | 25 | ls_6 | #N/A | #N/A | 0% | 0% | 0% | 0% |  | 0% | 0% | 0% | 0% | [8 empty] | 0 | 0 | 0 | 0 | 0 | 0
A - Residential | EnergyStar® Products | Res Energy Star Appliance | monitors (not to be offered, leave in screen for 2018-2020) |  | Process | 10 | 10 | 5 | 3 | 1 | 2 | 0% | 0% | 0% | 100% | 100% | 100% | 100% | 100% | 100% | 25 | ls_6 | #N/A | #N/A | 0% | 0% | 0% | 0% |  | 0% | 0% | 0% | 0% | [8 empty] | 0 | 0 | 0 | 0 | 0 | 0
A - Residential | EnergyStar® Products | Res Energy Star Appliance | ECM circulator pumps |  | HVAC | 10 | 10 | 5 | 3 | 1 | 2 | 0% | 0% | 0% | 100% | 100% | 100% | 100% | 100% | 100% | 100 | ls_25 | #N/A | #N/A | 0% | 0% | 0% | 0% |  | 0% | 0% | 0% | 0% | [8 empty] | 0 | 0 | 0 | 0 | 0 | 0
A - Residential | EnergyStar® Products | Res Energy Star Appliance | wi-fi thermostats (not tied to MS and CAC) |  | HVAC | 10 | 10 | 5 | 3 | 1 | 2 | 0% | 0% | 0% | 100% | 100% | 100% | 100% | 100% | 100% | 130 | ls_0 | #N/A | #N/A | 0% | 0% | 0% | 0% |  | 0% | 0% | 0% | 0% | [8 empty] | 0 | 0 | 0 | 0 | 0 | 0
A - Residential | EnergyStar® Products | Res Energy Star Appliance | Home Energy Managment Systems |  | HVAC | 10 | 10 | 5 | 3 | 1 | 2 | 0% | 0% | 0% | 100% | 100% | 100% | 100% | 100% | 100% | 300 | ls_3 | #N/A | #N/A | 0% | 0% | 0% | 0% |  | 0% | 0% | 0% | 0% | [8 empty] | 0 | 0 | 0 | 0 | 0 | 0
A - Residential | EnergyStar® Products | Res Energy Star Appliance | heat recovery ventilator (in MA TRM) |  | HVAC | 10 | 10 | 5 | 3 | 1 | 2 | 0% | 0% | 0% | 100% | 100% | 100% | 100% | 100% | 100% | 100 | ls_0 | #N/A | #N/A | 0% | 0% | 0% | 0% |  | 0% | 0% | 0% | 0% | [8 empty] | 0 | 0 | 0 | 0 | 0 | 0
A - Residential | EnergyStar® Products | Res Energy Star Appliance | electric water heating removal (VT TRM) |  | Hot Water | 10 | 10 | 5 | 3 | 1 | 2 | 0% | 0% | 0% | 100% | 100% | 100% | 100% | 100% | 100% | 100 | ls_0 | #N/A | #N/A | 0% | 0% | 0% | 0% |  | 0% | 0% | 0% | 0% | [8 empty] | 0 | 0 | 0 | 0 | 0 | 0
A - Residential | EnergyStar® Products | Res Energy Star Appliance | electric clothes dryer w/fuel switch (VT TRM) |  | Process | 10 | 10 | 5 | 3 | 1 | 2 | 0% | 0% | 0% | 100% | 100% | 100% | 100% | 100% | 100% | 100 | ls_1 | #N/A | #N/A | 0% | 0% | 0% | 0% |  | 0% | 0% | 0% | 0% | [8 empty] | 0 | 0 | 0 | 0 | 0 | 0
A - Residential | EnergyStar® Products | Res Energy Star Appliance | aerators and showerheads (VT TRM) for electric heating customers |  | Hot Water | 10 | 10 | 5 | 3 | 1 | 2 | 0% | 0% | 0% | 100% | 100% | 100% | 100% | 100% | 100% | 10 | ls_8 | #N/A | #N/A | 0% | 0% | 0% | 0% |  | 0% | 0% | 0% | 0% | [8 empty] | 0 | 0 | 0 | 0 | 0 | 0
A - Residential | EnergyStar® Products | Res Energy Star Appliance | Total Rebate Processing |  |  |  | 1 | 90 | 90 |  | 0 | 0% | 0% | 0% | 100% | 100% | 100% | 100% | 100% | 100% |  | ls_0 | #N/A | #N/A | 0% | 0% | 0% | 0% |  | 0% | 0% | 0% | 0% | [8 empty] | 0 | 0 | 0 | 0 | 0 | 0
[11 empty] | 0 | [30 empty] | 0 | 0 | 0 | 0 | 0 | 0
[11 empty] | 0 | [30 empty] | 0 | 0 | 0 | 0 | 0 | 0
[11 empty] | 0 | [30 empty] | 0 | 0 | 0 | 0 | 0 | 0
[11 empty] | 0 | [30 empty] | 0 | 0 | 0 | 0 | 0 | 0
A - Residential | EnergyStar® Products | Res Energy Star Lighting | Catalog/Online: CFLs multis |  | Lighting | 5 | 5 | 0.75 | 0.75 | 1 | 0 | 0% | 0% | 0% | 100% | 100% | 100% | 100% | 100% | 100% | 28.9883 | ls_70 | #N/A | #N/A | 0% | 0% | 0% | 0% |  | 0% | 0% | 0% | 0% | [8 empty] | 0 | 0 | 0 | 0 | 0 | 0
A - Residential | EnergyStar® Products | Res Energy Star Lighting | Catalog/Online: LED Interior Fixtures |  | Lighting | 17 | 8 | 8 | 8 | 1 | 0 | 0% | 0% | 0% | 100% | 100% | 100% | 100% | 100% | 100% | 28.9883 | ls_69 | #N/A | #N/A | 0% | 0% | 0% | 0% |  | 0% | 0% | 0% | 0% | [8 empty] | 0 | 0 | 0 | 0 | 0 | 0
A - Residential | EnergyStar® Products | Res Energy Star Lighting | Catalog/Online: LED Exterior Fixtures |  | Lighting | 17 | 8 | 8 | 8 | 1 | 4.35 | 0% | 0% | 0% | 100% | 100% | 100% | 100% | 100% | 100% | 24.6083 | ls_71 | #N/A | #N/A | 0% | 0% | 0% | 0% |  | 0% | 0% | 0% | 0% | [8 empty] | 0 | 0 | 0 | 0 | 0 | 0
A - Residential | EnergyStar® Products | Res Energy Star Lighting | Catalog/Online: LED Single Pack |  | Lighting | 871 | 20 | 7.35 | 3 | 1 | 4.75 | 0% | 0% | 0% | 100% | 100% | 100% | 100% | 100% | 100% | 24.6083 | ls_69 | #N/A | #N/A | 0% | 0% | 0% | 0% |  | 0% | 0% | 0% | 0% | [8 empty] | 0 | 0 | 0 | 0 | 0 | 0
A - Residential | EnergyStar® Products | Res Energy Star Lighting | Catalog/Online: LED Multipacks |  | Lighting | 6 | 20 | 6.75 | 2 | 1 | 0 | 0% | 0% | 0% | 100% | 100% | 100% | 100% | 100% | 100% | 24.6083 | ls_69 | #N/A | #N/A | 0% | 0% | 0% | 0% |  | 0% | 0% | 0% | 0% | [8 empty] | 0 | 0 | 0 | 0 | 0 | 0
A - Residential | EnergyStar® Products | Res Energy Star Lighting | Catalog/Online: LED Specialty Bulb |  | Lighting | 5 | 5 | 0.75 | 0.75 | 1 | 0 | 0% | 0% | 0% | 100% | 100% | 100% | 100% | 100% | 100% | 28.9883 | ls_69 | #N/A | #N/A | 0% | 0% | 0% | 0% |  | 0% | 0% | 0% | 0% | [8 empty] | 0 | 0 | 0 | 0 | 0 | 0
A - Residential | EnergyStar® Products | Res Energy Star Lighting | Retail/Coupon: CFLs multis |  | Lighting | 17 | 8 | 8 | 8 | 1 | 0 | 0% | 0% | 0% | 100% | 100% | 100% | 100% | 100% | 100% | 28.9883 | ls_70 | #N/A | #N/A | 0% | 0% | 0% | 0% |  | 0% | 0% | 0% | 0% | [8 empty] | 0 | 0 | 0 | 0 | 0 | 0
A - Residential | EnergyStar® Products | Res Energy Star Lighting | Retail/Coupon: LED Interior Fixtures |  | Lighting | 17 | 8 | 8 | 8 | 1 | 4.35 | 0% | 0% | 0% | 100% | 100% | 100% | 100% | 100% | 100% | 28.9883 | ls_69 | #N/A | #N/A | 0% | 0% | 0% | 0% |  | 0% | 0% | 0% | 0% | [8 empty] | 0 | 0 | 0 | 0 | 0 | 0
A - Residential | EnergyStar® Products | Res Energy Star Lighting | Retail/Coupon: LED Exterior Fixtures |  | Lighting | 871 | 20 | 7.35 | 3 | 1 | 4.75 | 0% | 0% | 0% | 100% | 100% | 100% | 100% | 100% | 100% | 24.6083 | ls_71 | #N/A | #N/A | 0% | 0% | 0% | 0% |  | 0% | 0% | 0% | 0% | [8 empty] | 0 | 0 | 0 | 0 | 0 | 0
A - Residential | EnergyStar® Products | Res Energy Star Lighting | Retail/Coupon: LED Single Pack |  | Lighting | 6 | 20 | 6.75 | 2 | 1 | 0 | 0% | 0% | 0% | 100% | 100% | 100% | 100% | 100% | 100% | 24.6083 | ls_69 | #N/A | #N/A | 0% | 0% | 0% | 0% |  | 0% | 0% | 0% | 0% | [8 empty] | 0 | 0 | 0 | 0 | 0 | 0
A - Residential | EnergyStar® Products | Res Energy Star Lighting | Retail/Coupon: LED Multipacks |  | Lighting | 5 | 5 | 0.75 | 0.75 | 1 | 0 | 0% | 0% | 0% | 100% | 100% | 100% | 100% | 100% | 100% | 24.6083 | ls_69 | #N/A | #N/A | 0% | 0% | 0% | 0% |  | 0% | 0% | 0% | 0% | [8 empty] | 0 | 0 | 0 | 0 | 0 | 0
A - Residential | EnergyStar® Products | Res Energy Star Lighting | Retail/Coupon: LED Specialty Bulb |  | Lighting | 17 | 8 | 8 | 8 | 1 | 0 | 0% | 0% | 0% | 100% | 100% | 100% | 100% | 100% | 100% | 28.9883 | ls_71 | #N/A | #N/A | 0% | 0% | 0% | 0% |  | 0% | 0% | 0% | 0% | [8 empty] | 0 | 0 | 0 | 0 | 0 | 0
A - Residential | EnergyStar® Products | Res Energy Star Lighting | Markdown: CFLs multis |  | Lighting | 17 | 8 | 8 | 8 | 1 | 4.35 | 0% | 0% | 0% | 100% | 100% | 100% | 100% | 100% | 100% | 28.9883 | ls_70 | #N/A | #N/A | 0% | 0% | 0% | 0% |  | 0% | 0% | 0% | 0% | [8 empty] | 0 | 0 | 0 | 0 | 0 | 0
A - Residential | EnergyStar® Products | Res Energy Star Lighting | Markdown: LED Interior Fixtures |  | Lighting | 871 | 20 | 7.35 | 3 | 1 | 4.75 | 0% | 0% | 0% | 100% | 100% | 100% | 100% | 100% | 100% | 28.9883 | ls_69 | #N/A | #N/A | 0% | 0% | 0% | 0% |  | 0% | 0% | 0% | 0% | [8 empty] | 0 | 0 | 0 | 0 | 0 | 0
A - Residential | EnergyStar® Products | Res Energy Star Lighting | Markdown: LED Exterior Fixtures |  | Lighting | 6 | 20 | 6.75 | 2 | 1 | 0 | 0% | 0% | 0% | 100% | 100% | 100% | 100% | 100% | 100% | 24.6083 | ls_71 | #N/A | #N/A | 0% | 0% | 0% | 0% |  | 0% | 0% | 0% | 0% | [8 empty] | 0 | 0 | 0 | 0 | 0 | 0
A - Residential | EnergyStar® Products | Res Energy Star Lighting | Markdown: LED Single Pack |  | Lighting | 17 | 8 | 8 | 8 | 1 | 4.35 | 0% | 0% | 0% | 100% | 100% | 100% | 100% | 100% | 100% | 24.6083 | ls_69 | #N/A | #N/A | 0% | 0% | 0% | 0% |  | 0% | 0% | 0% | 0% | [8 empty] | 0 | 0 | 0 | 0 | 0 | 0
A - Residential | EnergyStar® Products | Res Energy Star Lighting | Markdown: LED Multipacks |  | Lighting | 871 | 20 | 7.35 | 3 | 1 | 4.75 | 0% | 0% | 0% | 100% | 100% | 100% | 100% | 100% | 100% | 24.6083 | ls_69 | #N/A | #N/A | 0% | 0% | 0% | 0% |  | 0% | 0% | 0% | 0% | [8 empty] | 0 | 0 | 0 | 0 | 0 | 0
A - Residential | EnergyStar® Products | Res Energy Star Lighting | Markdown: LED Specialty Bulb |  | Lighting | 6 | 20 | 6.75 | 2 | 1 | 0 | 0% | 0% | 0% | 100% | 100% | 100% | 100% | 100% | 100% | 28.9883 | ls_69 | #N/A | #N/A | 0% | 0% | 0% | 0% |  | 0% | 0% | 0% | 0% | [8 empty] | 0 | 0 | 0 | 0 | 0 | 0
A - Residential | EnergyStar® Products | Res Energy Star Lighting | Total Rebate Processing |  |  |  | 1 | 2681 | 2681 |  | 0 | 0% | 0% | 0% | 100% | 100% | 100% | 100% | 100% | 100% |  | ls_0 | #N/A | #N/A | 0% | 0% | 0% | 0% |  | 0% | 0% | 0% | 0% | [8 empty] | 0 | 0 | 0 | 0 | 0 | 0
[11 empty] | 0 | [30 empty] | 0 | 0 | 0 | 0 | 0 | 0
[11 empty] | 0 | [30 empty] | 0 | 0 | 0 | 0 | 0 | 0
[11 empty] | 0 | [30 empty] | 0 | 0 | 0 | 0 | 0 | 0
[11 empty] | 0 | [30 empty] | 0 | 0 | 0 | 0 | 0 | 0
[11 empty] | 0 | [30 empty] | 0 | 0 | 0 | 0 | 0 | 0
B - Low-Income | Home Energy Assistance | Home Energy Assistance | LEDs |  | Lighting | 384 | 20 | 19 | 19 | 1 | 0 | 0% | 0% | 0% | 100% | 100% | 100% | 100% | 100% | 100% | 36.9125 | ls_69 | #N/A | #N/A | 0% | 0% | 0% | 0% |  | 0% | 0% | 0% | 0% | [8 empty] | 0 | 0 | 0 | 0 | 0 | 0
B - Low-Income | Home Energy Assistance | Home Energy Assistance | Refrigerator - SF |  | Process | 2 | 12 | 912 | 912 | 1 | 0 | 0% | 0% | 0% | 100% | 100% | 100% | 100% | 100% | 100% | 762 | ls_7 | #N/A | #N/A | 0% | 0% | 0% | 0% |  | 0% | 0% | 0% | 0% | [8 empty] | 0 | 0 | 0 | 0 | 0 | 0
B - Low-Income | Home Energy Assistance | Home Energy Assistance | Refrigerator - MF |  | Process | 3 | 12 | 912 | 912 | 1 | 0 | 0% | 0% | 0% | 100% | 100% | 100% | 100% | 100% | 100% | 645 | ls_36 | #N/A | #N/A | 0% | 0% | 0% | 0% |  | 0% | 0% | 0% | 0% | [8 empty] | 0 | 0 | 0 | 0 | 0 | 0
B - Low-Income | Home Energy Assistance | Home Energy Assistance | Weatherization - SF Oil |  | Envelope | 8 | 20 | 4363 | 4363 | 1 | 0 | 0% | 0% | 0% | 100% | 100% | 100% | 100% | 100% | 100% | 50 | ls_77 | #N/A | #N/A | 0% | 0% | 0% | 0% |  | 0% | 0% | 0% | 0% | Fuel Oil - Residential Distillate | 22.3 | [6 empty] | 0 | 0 | 0 | 0 | 0 | 0
B - Low-Income | Home Energy Assistance | Home Energy Assistance | Weatherization - SF Electric |  | Envelope | 7 | 20 | 4363 | 4363 | 1 | 0 | 0% | 0% | 0% | 100% | 100% | 100% | 100% | 100% | 100% | 480 | ls_3 | [19 empty] | 0 | 0 | 0 | 0 | 0 | 0
B - Low-Income | Home Energy Assistance | Home Energy Assistance | Weatherization - SF Propane + other |  | Envelope | 7 | 20 | 4363 | 4363 | 1 | 0 | 0% | 0% | 0% | 100% | 100% | 100% | 100% | 100% | 100% | 50 | ls_75 | [11 empty] | Propane | 6.3 | Kerosene | 2 |  |  |  |  | 0 | 0 | 0 | 0 | 0 | 0
B - Low-Income | Home Energy Assistance | Home Energy Assistance | Weatherization - MF Oil |  | Envelope | 10 | 20 | 4708 | 4708 | 1 | 0 | 0% | 0% | 0% | 100% | 100% | 100% | 100% | 100% | 100% | 25 | ls_23 | #N/A | #N/A | 0% | 0% | 0% | 0% |  | 0% | 0% | 0% | 0% | Fuel Oil - Residential Distillate | 8.59 | [6 empty] | 0 | 0 | 0 | 0 | 0 | 0
B - Low-Income | Home Energy Assistance | Home Energy Assistance | Weatherization - MF Electric |  | Envelope | 8 | 20 | 4708 | 4708 | 1 | 0 | 0% | 0% | 0% | 100% | 100% | 100% | 100% | 100% | 100% | 550 | ls_12 | [19 empty] | 0 | 0 | 0 | 0 | 0 | 0
B - Low-Income | Home Energy Assistance | Home Energy Assistance | Weatherization - MF Propane + other |  | Envelope | 8 | 20 | 4708 | 4708 | 1 | 0 | 0% | 0% | 0% | 100% | 100% | 100% | 100% | 100% | 100% | 25 | ls_23 | [11 empty] | Propane | 8.16 | Kerosene | 8 |  |  |  |  | 0 | 0 | 0 | 0 | 0 | 0
B - Low-Income | Home Energy Assistance | Home Energy Assistance | Aerators and showerheads - Electric |  | Hot Water | 30 | 7 | 60 | 60 | 1 | 0 | 0% | 0% | 0% | 100% | 100% | 100% | 100% | 100% | 100% | 500 | ls_8 | #N/A | #N/A | 0% | 0% | 0% | 0% |  | 0% | 0% | 0% | 0% | [8 empty] | 0 | 0 | 0 | 0 | 0 | 0
B - Low-Income | Home Energy Assistance | Home Energy Assistance | Aerators and showerheads - Non Electric |  | Hot Water | 30 | 7 | 60 | 60 | 1 | 0 | 0% | 0% | 0% | 100% | 100% | 100% | 100% | 100% | 100% | 0 | ls_0 | #N/A | #N/A | 0% | 0% | 0% | 0% |  | 0% | 0% | 0% | 0% | Fuel Oil - Residential Distillate | 0.3 | Propane | 0.2 |  |  |  |  | 0 | 0 | 0 | 0 | 0 | 0
B - Low-Income | Home Energy Assistance | Home Energy Assistance | Thermostats - Electric |  | HVAC | 2 | 15 | 150 | 150 | 1 | 135 | 0% | 0% | 0% | 100% | 100% | 100% | 100% | 100% | 100% | 330 | ls_11 | #N/A | #N/A | 0% | 0% | 0% | 0% |  | 0% | 0% | 0% | 0% | [8 empty] | 0 | 0 | 0 | 0 | 0 | 0
B - Low-Income | Home Energy Assistance | Home Energy Assistance | Thermostats - Non Electric |  | HVAC | 3 | 15 | 150 | 15 | 1 | 0 | 0% | 0% | 0% | 100% | 100% | 100% | 100% | 100% | 100% | 0 | ls_0 | #N/A | #N/A | 0% | 0% | 0% | 0% |  | 0% | 0% | 0% | 0% | Fuel Oil - Residential Distillate | 0.82 | Propane | 0.164 |  |  |  |  | 0 | 0 | 0 | 0 | 0 | 0
B - Low-Income | Home Energy Assistance | Home Energy Assistance | Boiler Replacement AFUE>=85% |  | HVAC | 1 | 20 | 3518 | 3518 | 1 | 0 | 0% | 0% | 0% | 100% | 100% | 100% | 100% | 100% | 100% | 0 | ls_0 | #N/A | #N/A | 0% | 0% | 0% | 0% |  | 0% | 0% | 0% | 0% | Fuel Oil - Residential Distillate | 18.4 | [6 empty] | 0 | 0 | 0 | 0 | 0 | 0
B - Low-Income | Home Energy Assistance | Home Energy Assistance | Furnace Replacement AFUE >=85% w/ECM |  | HVAC | 8 | 18 | 3600 | 3600 | 1 | 0 | 0% | 0% | 0% | 100% | 100% | 100% | 100% | 100% | 100% | 168 | ls_73 | #N/A | #N/A | 0% | 0% | 0% | 0% |  | 0% | 0% | 0% | 0% | Fuel Oil - Residential Distillate | 4.9 | [6 empty] | 0 | 0 | 0 | 0 | 0 | 0
B - Low-Income | Home Energy Assistance | Home Energy Assistance | DHW Pipe Wrap - Electric |  | Hot Water | 2 | 7 | 300 | 300 | 1 | 0 | 0% | 0% | 0% | 100% | 100% | 100% | 100% | 100% | 100% | 110 | ls_8 | #N/A | #N/A | 0% | 0% | 0% | 0% |  | 0% | 0% | 0% | 0% | [8 empty] | 0 | 0 | 0 | 0 | 0 | 0
B - Low-Income | Home Energy Assistance | Home Energy Assistance | DHW Pipe Wrap - Non Electric |  | Hot Water | 1 | 7 | 300 | 300 | 1 | 0 | 0% | 0% | 0% | 100% | 100% | 100% | 100% | 100% | 100% | 0 | ls_0 | #N/A | #N/A | 0% | 0% | 0% | 0% |  | 0% | 0% | 0% | 0% | [8 empty] | 0 | 0 | 0 | 0 | 0 | 0
B - Low-Income | Home Energy Assistance | Home Energy Assistance | Wxn Heating Ancillary Savings |  | HVAC | 48 | 20 | 5 | 5 | 1 | 0 | 0% | 0% | 0% | 100% | 100% | 100% | 100% | 100% | 100% | 5 | ls_3 | #N/A | #N/A | 0% | 0% | 0% | 0% |  | 0% | 0% | 0% | 0% | [8 empty] | 0 | 0 | 0 | 0 | 0 | 0
B - Low-Income | Home Energy Assistance | Home Energy Assistance | Cooling system Ancillary Savings |  | HVAC | 48 | 20 | 5 | 5 | 1 | 0 | 0% | 0% | 0% | 100% | 100% | 100% | 100% | 100% | 100% | 50 | ls_11 | #N/A | #N/A | 0% | 0% | 0% | 0% |  | 0% | 0% | 0% | 0% | [8 empty] | 0 | 0 | 0 | 0 | 0 | 0
B - Low-Income | Home Energy Assistance | Home Energy Assistance | Non-Energy Saving Measures (CO detectors, fans, vents) |  |  | 48 | 1 | 500 | 500 |  | 0 | 0% | 0% | 0% | 100% | 100% | 100% | 100% | 100% | 100% | 0 | ls_0 | #N/A | #N/A | 0% | 0% | 0% | 0% |  | 0% | 0% | 0% | 0% | [8 empty] | 0 | 0 | 0 | 0 | 0 | 0
B - Low-Income | Home Energy Assistance | Home Energy Assistance | audits |  |  |  | 1 |  |  |  | 0 | 0% | 0% | 0% | 100% | 100% | 100% | 100% | 100% | 100% |  | ls_0 | #N/A | #N/A | 0% | 0% | 0% | 0% |  | 0% | 0% | 0% | 0% | [8 empty] | 0 | 0 | 0 | 0 | 0 | 0
B - Low-Income | Home Energy Assistance | Home Energy Assistance | Total Rebate Processing |  |  |  | 1 | 113 | 113 |  | 0 | 0% | 0% | 0% | 100% | 100% | 100% | 100% | 100% | 100% |  | ls_0 | #N/A | #N/A | 0% | 0% | 0% | 0% |  | 0% | 0% | 0% | 0% | [8 empty] | 0 | 0 | 0 | 0 | 0 | 0
[11 empty] | 0 | [30 empty] | 0 | 0 | 0 | 0 | 0 | 0
[11 empty] | 0 | [30 empty] | 0 | 0 | 0 | 0 | 0 | 0
[11 empty] | 0 | [30 empty] | 0 | 0 | 0 | 0 | 0 | 0
[11 empty] | 3500 | [30 empty] | 0 | 0 | 0 | 0 | 0 | 0
C - Commercial & Industrial | Municipal Program | Municipal Program | Lighting - Fluorescents - Retro |  | Lighting | 15 | 13 | 7000 | 3500 | 1 | 7500 | 0% | 0% | 0% | 100% | 100% | 100% | 100% | 100% | 100% | 7500 | ls_70 | #N/A | #N/A | 0% | 0% | 0% | 0% |  | 0% | 0% | 0% | 0% | [8 empty] | 0 | 0 | 0 | 0 | 0 | 0
C - Commercial & Industrial | Municipal Program | Municipal Program | Lighting - Fluorescents - New |  | Lighting | 18 | 15 | 15000 | 7500 | 1 | 3800 | 0% | 0% | 0% | 100% | 100% | 100% | 100% | 100% | 100% | 5000 | ls_70 | #N/A | #N/A | 0% | 0% | 0% | 0% |  | 0% | 0% | 0% | 0% | [8 empty] | 0 | 0 | 0 | 0 | 0 | 0
C - Commercial & Industrial | Municipal Program | Municipal Program | Lighting LEDs - Retro |  | Lighting | 15 | 13 | 7600 | 3800 | 1 | 6000 | 0% | 0% | 0% | 100% | 100% | 100% | 100% | 100% | 100% | 7500 | ls_70 | #N/A | #N/A | 0% | 0% | 0% | 0% |  | 0% | 0% | 0% | 0% | [8 empty] | 0 | 0 | 0 | 0 | 0 | 0
C - Commercial & Industrial | Municipal Program | Municipal Program | Lighting LEDs - New |  | Lighting | 18 | 15 | 12000 | 6000 | 1 | 5500 | 0% | 0% | 0% | 100% | 100% | 100% | 100% | 100% | 100% | 10000 | ls_70 | #N/A | #N/A | 0% | 0% | 0% | 0% |  | 0% | 0% | 0% | 0% | [8 empty] | 0 | 0 | 0 | 0 | 0 | 0
C - Commercial & Industrial | Municipal Program | Municipal Program | VFD - Retro |  | Motors/Drives | 3 | 13 | 11000 | 5500 | 1 | 3500 | 0% | 0% | 0% | 100% | 100% | 100% | 100% | 100% | 100% | 20000 | ls_70 | #N/A | #N/A | 0% | 0% | 0% | 0% |  | 0% | 0% | 0% | 0% | [8 empty] | 0 | 0 | 0 | 0 | 0 | 0
C - Commercial & Industrial | Municipal Program | Municipal Program | Air Compressors - Retro |  | Compressed Air | 12 | 13 | 7000 | 3500 | 1 | 2500 | 0% | 0% | 0% | 100% | 100% | 100% | 100% | 100% | 100% | 7400 | ls_70 | #N/A | #N/A | 0% | 0% | 0% | 0% |  | 0% | 0% | 0% | 0% | [8 empty] | 0 | 0 | 0 | 0 | 0 | 0
C - Commercial & Industrial | Municipal Program | Municipal Program | Unitary AC - New |  | HVAC | 6 | 15 | 5000 | 2500 | 1 | 4500 | 0% | 0% | 0% | 100% | 100% | 100% | 100% | 100% | 100% | 5000 | ls_70 | #N/A | #N/A | 0% | 0% | 0% | 0% |  | 0% | 0% | 0% | 0% | [8 empty] | 0 | 0 | 0 | 0 | 0 | 0
C - Commercial & Industrial | Municipal Program | Municipal Program | Custom - Process |  | Process | 3 | 15 | 9000 | 4500 | 1 | 2750 | 0% | 0% | 0% | 100% | 100% | 100% | 100% | 100% | 100% | 4000 | ls_70 | #N/A | #N/A | 0% | 0% | 0% | 0% |  | 0% | 0% | 0% | 0% | [8 empty] | 0 | 0 | 0 | 0 | 0 | 0
C - Commercial & Industrial | Municipal Program | Municipal Program | Custom - Other |  |  | 12 | 15 | 5500 | 2750 | 1 | 2000 | 0% | 0% | 0% | 100% | 100% | 100% | 100% | 100% | 100% | 5000 | ls_70 | #N/A | #N/A | 0% | 0% | 0% | 0% |  | 0% | 0% | 0% | 0% | [8 empty] | 0 | 0 | 0 | 0 | 0 | 0
C - Commercial & Industrial | Municipal Program | Municipal Program | CHP Pilot Measure |  | HVAC | 6 | 15 | 4000 | 2000 | 1 | 1500 | 0% | 0% | 0% | 100% | 100% | 100% | 100% | 100% | 100% | 3000 | ls_70 | #N/A | #N/A | 0% | 0% | 0% | 0% |  | 0% | 0% | 0% | 0% | [8 empty] | 0 | 0 | 0 | 0 | 0 | 0
C - Commercial & Industrial | Municipal Program | Municipal Program | Process |  | Process | 10 | 13 | 3000 | 1500 | 1 | 2.5 | 0% | 0% | 0% | 100% | 100% | 100% | 100% | 100% | 100% | 4000 | ls_70 | #N/A | #N/A | 0% | 0% | 0% | 0% |  | 0% | 0% | 0% | 0% | [8 empty] | 0 | 0 | 0 | 0 | 0 | 0
C - Commercial & Industrial | Municipal Program | Municipal Program | Occupancy Sensors |  | Lighting | 10 | 13 | 5 | 2.5 | 1 | 0 | 0% | 0% | 0% | 100% | 100% | 100% | 100% | 100% | 100% | 135 | ls_70 | #N/A | #N/A | 0% | 0% | 0% | 0% |  | 0% | 0% | 0% | 0% | [8 empty] | 0 | 0 | 0 | 0 | 0 | 0
C - Commercial & Industrial | Municipal Program | Municipal Program | Total Rebate Processing |  |  |  | 1 | 85 | 85 |  | 0 | 0% | 0% | 0% | 100% | 100% | 100% | 100% | 100% | 100% |  | ls_0 | #N/A | #N/A | 0% | 0% | 0% | 0% |  | 0% | 0% | 0% | 0% | [8 empty] | 0 | 0 | 0 | 0 | 0 | 0
C - Commercial & Industrial | Large Business Energy Solutions | Large Business New Equipment and Construction | Lighting - Fluorescents - Retro |  | Lighting | 15 | 13 | 7000 | 3500 | 1 | 7500 | 0% | 0% | 0% | 100% | 100% | 100% | 100% | 100% | 100% | 7500 | ls_70 | #N/A | #N/A | 0% | 0% | 0% | 0% |  | 0% | 0% | 0% | 0% | [8 empty] | 0 | 0 | 0 | 0 | 0 | 0
C - Commercial & Industrial | Large Business Energy Solutions | Large Business New Equipment and Construction | Lighting - Fluorescents - New |  | Lighting | 18 | 15 | 15000 | 7500 | 1 | 3000 | 0% | 0% | 0% | 100% | 100% | 100% | 100% | 100% | 100% | 5000 | ls_70 | #N/A | #N/A | 0% | 0% | 0% | 0% |  | 0% | 0% | 0% | 0% | [8 empty] | 0 | 0 | 0 | 0 | 0 | 0
C - Commercial & Industrial | Large Business Energy Solutions | Large Business New Equipment and Construction | Lighting LEDs - Retro |  | Lighting | 15 | 13 | 6000 | 3000 | 1 | 6000 | 0% | 0% | 0% | 100% | 100% | 100% | 100% | 100% | 100% | 7500 | ls_70 | #N/A | #N/A | 0% | 0% | 0% | 0% |  | 0% | 0% | 0% | 0% | [8 empty] | 0 | 0 | 0 | 0 | 0 | 0
C - Commercial & Industrial | Large Business Energy Solutions | Large Business New Equipment and Construction | Lighting LEDs - New |  | Lighting | 18 | 15 | 12000 | 6000 | 1 | 5000 | 0% | 0% | 0% | 100% | 100% | 100% | 100% | 100% | 100% | 10000 | ls_70 | #N/A | #N/A | 0% | 0% | 0% | 0% |  | 0% | 0% | 0% | 0% | [8 empty] | 0 | 0 | 0 | 0 | 0 | 0
C - Commercial & Industrial | Large Business Energy Solutions | Large Business New Equipment and Construction | VFD - Retro |  | Motors/Drives | 3 | 13 | 10000 | 5000 | 1 | 3500 | 0% | 0% | 0% | 100% | 100% | 100% | 100% | 100% | 100% | 20000 | ls_70 | #N/A | #N/A | 0% | 0% | 0% | 0% |  | 0% | 0% | 0% | 0% | [8 empty] | 0 | 0 | 0 | 0 | 0 | 0
C - Commercial & Industrial | Large Business Energy Solutions | Large Business New Equipment and Construction | Air Compressors - Retro |  | Compressed Air | 12 | 13 | 7000 | 3500 | 1 | 2500 | 0% | 0% | 0% | 100% | 100% | 100% | 100% | 100% | 100% | 7400 | ls_70 | #N/A | #N/A | 0% | 0% | 0% | 0% |  | 0% | 0% | 0% | 0% | [8 empty] | 0 | 0 | 0 | 0 | 0 | 0
C - Commercial & Industrial | Large Business Energy Solutions | Large Business New Equipment and Construction | Unitary AC - New |  | HVAC | 6 | 15 | 5000 | 2500 | 1 | 2500 | 0% | 0% | 0% | 100% | 100% | 100% | 100% | 100% | 100% | 5000 | ls_70 | #N/A | #N/A | 0% | 0% | 0% | 0% |  | 0% | 0% | 0% | 0% | [8 empty] | 0 | 0 | 0 | 0 | 0 | 0
C - Commercial & Industrial | Large Business Energy Solutions | Large Business New Equipment and Construction | Custom - Process |  | Process | 3 | 15 | 5000 | 2500 | 1 | 2750 | 0% | 0% | 0% | 100% | 100% | 100% | 100% | 100% | 100% | 4000 | ls_70 | #N/A | #N/A | 0% | 0% | 0% | 0% |  | 0% | 0% | 0% | 0% | [8 empty] | 0 | 0 | 0 | 0 | 0 | 0
C - Commercial & Industrial | Large Business Energy Solutions | Large Business New Equipment and Construction | Custom - Other |  |  | 12 | 15 | 5500 | 2750 | 1 | 1500 | 0% | 0% | 0% | 100% | 100% | 100% | 100% | 100% | 100% | 5000 | ls_70 | #N/A | #N/A | 0% | 0% | 0% | 0% |  | 0% | 0% | 0% | 0% | [8 empty] | 0 | 0 | 0 | 0 | 0 | 0
C - Commercial & Industrial | Large Business Energy Solutions | Large Business New Equipment and Construction | CHP Pilot Measure |  | HVAC | 6 | 15 | 3000 | 1500 | 1 | 1250 | 0% | 0% | 0% | 100% | 100% | 100% | 100% | 100% | 100% | 3000 | ls_70 | #N/A | #N/A | 0% | 0% | 0% | 0% |  | 0% | 0% | 0% | 0% | [8 empty] | 0 | 0 | 0 | 0 | 0 | 0
C - Commercial & Industrial | Large Business Energy Solutions | Large Business New Equipment and Construction | Process |  | Process | 10 | 13 | 2500 | 1250 | 1 | 2.5 | 0% | 0% | 0% | 100% | 100% | 100% | 100% | 100% | 100% | 4000 | ls_70 | #N/A | #N/A | 0% | 0% | 0% | 0% |  | 0% | 0% | 0% | 0% | [8 empty] | 0 | 0 | 0 | 0 | 0 | 0
C - Commercial & Industrial | Large Business Energy Solutions | Large Business New Equipment and Construction | Occupancy Sensors |  | Lighting | 10 | 13 | 5 | 2.5 | 1 | 0 | 0% | 0% | 0% | 100% | 100% | 100% | 100% | 100% | 100% | 135 | ls_70 | #N/A | #N/A | 0% | 0% | 0% | 0% |  | 0% | 0% | 0% | 0% | [8 empty] | 0 | 0 | 0 | 0 | 0 | 0
C - Commercial & Industrial | Large Business Energy Solutions | Large Business New Equipment and Construction | Total Rebate Processing |  |  |  | 1 | 85 | 85 |  | 0 | 0% | 0% | 0% | 100% | 100% | 100% | 100% | 100% | 100% |  | ls_0 | #N/A | #N/A | 0% | 0% | 0% | 0% |  | 0% | 0% | 0% | 0% | [8 empty] | 0 | 0 | 0 | 0 | 0 | 0
[11 empty] | 0 | [30 empty] | 0 | 0 | 0 | 0 | 0 | 0
[11 empty] | 0 | [30 empty] | 0 | 0 | 0 | 0 | 0 | 0
[11 empty] | 0 | [30 empty] | 0 | 0 | 0 | 0 | 0 | 0
[11 empty] | 3500 | [30 empty] | 0 | 0 | 0 | 0 | 0 | 0
C - Commercial & Industrial | Large Business Energy Solutions | Large Business Retrofit | Lighting - Fluorescents - Retro |  | Lighting | 15 | 13 | 7000 | 3500 | 1 | 6000 | 0% | 0% | 0% | 100% | 100% | 100% | 100% | 100% | 100% | 7500 | ls_70 | #N/A | #N/A | 0% | 0% | 0% | 0% |  | 0% | 0% | 0% | 0% | [8 empty] | 0 | 0 | 0 | 0 | 0 | 0
C - Commercial & Industrial | Large Business Energy Solutions | Large Business Retrofit | Lighting - Fluorescents - New |  | Lighting | 18 | 15 | 12000 | 6000 | 1 | 3800 | 0% | 0% | 0% | 100% | 100% | 100% | 100% | 100% | 100% | 5000 | ls_70 | #N/A | #N/A | 0% | 0% | 0% | 0% |  | 0% | 0% | 0% | 0% | [8 empty] | 0 | 0 | 0 | 0 | 0 | 0
C - Commercial & Industrial | Large Business Energy Solutions | Large Business Retrofit | Lighting LEDs - Retro |  | Lighting | 15 | 13 | 7600 | 3800 | 1 | 6000 | 0% | 0% | 0% | 100% | 100% | 100% | 100% | 100% | 100% | 7500 | ls_70 | #N/A | #N/A | 0% | 0% | 0% | 0% |  | 0% | 0% | 0% | 0% | [8 empty] | 0 | 0 | 0 | 0 | 0 | 0
C - Commercial & Industrial | Large Business Energy Solutions | Large Business Retrofit | Lighting LEDs - New |  | Lighting | 18 | 15 | 12000 | 6000 | 1 | 5000 | 0% | 0% | 0% | 100% | 100% | 100% | 100% | 100% | 100% | 10000 | ls_70 | #N/A | #N/A | 0% | 0% | 0% | 0% |  | 0% | 0% | 0% | 0% | [8 empty] | 0 | 0 | 0 | 0 | 0 | 0
C - Commercial & Industrial | Large Business Energy Solutions | Large Business Retrofit | VFD - Retro |  | Motors/Drives | 3 | 13 | 10000 | 5000 | 1 | 3500 | 0% | 0% | 0% | 100% | 100% | 100% | 100% | 100% | 100% | 20000 | ls_70 | #N/A | #N/A | 0% | 0% | 0% | 0% |  | 0% | 0% | 0% | 0% | [8 empty] | 0 | 0 | 0 | 0 | 0 | 0
C - Commercial & Industrial | Large Business Energy Solutions | Large Business Retrofit | Air Compressors - Retro |  | Compressed Air | 12 | 13 | 7000 | 3500 | 1 | 2500 | 0% | 0% | 0% | 100% | 100% | 100% | 100% | 100% | 100% | 7400 | ls_70 | #N/A | #N/A | 0% | 0% | 0% | 0% |  | 0% | 0% | 0% | 0% | [8 empty] | 0 | 0 | 0 | 0 | 0 | 0
C - Commercial & Industrial | Large Business Energy Solutions | Large Business Retrofit | Unitary AC - New |  | HVAC | 6 | 15 | 5000 | 2500 | 1 | 2000 | 0% | 0% | 0% | 100% | 100% | 100% | 100% | 100% | 100% | 5000 | ls_70 | #N/A | #N/A | 0% | 0% | 0% | 0% |  | 0% | 0% | 0% | 0% | [8 empty] | 0 | 0 | 0 | 0 | 0 | 0
C - Commercial & Industrial | Large Business Energy Solutions | Large Business Retrofit | Custom - Process |  | Process | 3 | 15 | 4000 | 2000 | 1 | 2750 | 0% | 0% | 0% | 100% | 100% | 100% | 100% | 100% | 100% | 4000 | ls_70 | #N/A | #N/A | 0% | 0% | 0% | 0% |  | 0% | 0% | 0% | 0% | [8 empty] | 0 | 0 | 0 | 0 | 0 | 0
C - Commercial & Industrial | Large Business Energy Solutions | Large Business Retrofit | Custom - Other |  |  | 12 | 15 | 5500 | 2750 | 1 | 1500 | 0% | 0% | 0% | 100% | 100% | 100% | 100% | 100% | 100% | 5000 | ls_70 | #N/A | #N/A | 0% | 0% | 0% | 0% |  | 0% | 0% | 0% | 0% | [8 empty] | 0 | 0 | 0 | 0 | 0 | 0
C - Commercial & Industrial | Large Business Energy Solutions | Large Business Retrofit | CHP Pilot Measure |  | HVAC | 6 | 15 | 3000 | 1500 | 1 | 1500 | 0% | 0% | 0% | 100% | 100% | 100% | 100% | 100% | 100% | 3000 | ls_70 | #N/A | #N/A | 0% | 0% | 0% | 0% |  | 0% | 0% | 0% | 0% | [8 empty] | 0 | 0 | 0 | 0 | 0 | 0
C - Commercial & Industrial | Large Business Energy Solutions | Large Business Retrofit | Process |  | Process | 10 | 13 | 3000 | 1500 | 1 | 2.5 | 0% | 0% | 0% | 100% | 100% | 100% | 100% | 100% | 100% | 4000 | ls_70 | #N/A | #N/A | 0% | 0% | 0% | 0% |  | 0% | 0% | 0% | 0% | [8 empty] | 0 | 0 | 0 | 0 | 0 | 0
C - Commercial & Industrial | Large Business Energy Solutions | Large Business Retrofit | Occupancy Sensors |  | Lighting | 10 | 13 | 5 | 2.5 | 1 | 0 | 0% | 0% | 0% | 100% | 100% | 100% | 100% | 100% | 100% | 135 | ls_70 | #N/A | #N/A | 0% | 0% | 0% | 0% |  | 0% | 0% | 0% | 0% | [8 empty] | 0 | 0 | 0 | 0 | 0 | 0
C - Commercial & Industrial | Large Business Energy Solutions | Large Business Retrofit | Total Rebate Processing |  |  |  | 1 | 85 | 85 |  | 0 | 0% | 0% | 0% | 100% | 100% | 100% | 100% | 100% | 100% |  | ls_0 | #N/A | #N/A | 0% | 0% | 0% | 0% |  | 0% | 0% | 0% | 0% | [8 empty] | 0 | 0 | 0 | 0 | 0 | 0
[11 empty] | 0 | [30 empty] | 0 | 0 | 0 | 0 | 0 | 0
[11 empty] | 0 | [30 empty] | 0 | 0 | 0 | 0 | 0 | 0
[11 empty] | 0 | [30 empty] | 0 | 0 | 0 | 0 | 0 | 0
[11 empty] | 3500 | [30 empty] | 0 | 0 | 0 | 0 | 0 | 0
C - Commercial & Industrial | Small Business Energy Solutions | Small Business Retrofit | Lighting - Fluorescents - Retro |  | Lighting | 15 | 13 | 7000 | 3500 | 1 | 6000 | 0% | 0% | 0% | 100% | 100% | 100% | 100% | 100% | 100% | 7500 | ls_70 | #N/A | #N/A | 0% | 0% | 0% | 0% |  | 0% | 0% | 0% | 0% | [8 empty] | 0 | 0 | 0 | 0 | 0 | 0
C - Commercial & Industrial | Small Business Energy Solutions | Small Business Retrofit | Lighting LEDs - Retro |  | Lighting | 18 | 13 | 12000 | 6000 | 1 | 3800 | 0% | 0% | 0% | 100% | 100% | 100% | 100% | 100% | 100% | 5000 | ls_70 | #N/A | #N/A | 0% | 0% | 0% | 0% |  | 0% | 0% | 0% | 0% | [8 empty] | 0 | 0 | 0 | 0 | 0 | 0
C - Commercial & Industrial | Small Business Energy Solutions | Small Business Retrofit | Lighting - Fluorescents - New |  | Lighting | 15 | 15 | 7600 | 3800 | 1 | 5000 | 0% | 0% | 0% | 100% | 100% | 100% | 100% | 100% | 100% | 7500 | ls_70 | #N/A | #N/A | 0% | 0% | 0% | 0% |  | 0% | 0% | 0% | 0% | [8 empty] | 0 | 0 | 0 | 0 | 0 | 0
C - Commercial & Industrial | Small Business Energy Solutions | Small Business Retrofit | Lighting - LEDs - New |  | Lighting | 18 | 15 | 10000 | 5000 | 1 | 5500 | 0% | 0% | 0% | 100% | 100% | 100% | 100% | 100% | 100% | 10000 | ls_70 | #N/A | #N/A | 0% | 0% | 0% | 0% |  | 0% | 0% | 0% | 0% | [8 empty] | 0 | 0 | 0 | 0 | 0 | 0
C - Commercial & Industrial | Small Business Energy Solutions | Small Business Retrofit | Custom |  |  | 3 | 13 | 11000 | 5500 | 1 | 3500 | 0% | 0% | 0% | 100% | 100% | 100% | 100% | 100% | 100% | 20000 | ls_70 | #N/A | #N/A | 0% | 0% | 0% | 0% |  | 0% | 0% | 0% | 0% | [8 empty] | 0 | 0 | 0 | 0 | 0 | 0
C - Commercial & Industrial | Small Business Energy Solutions | Small Business Retrofit | Air Compressors |  | Compressed Air | 12 | 15 | 7000 | 3500 | 1 | 2000 | 0% | 0% | 0% | 100% | 100% | 100% | 100% | 100% | 100% | 7400 | ls_70 | #N/A | #N/A | 0% | 0% | 0% | 0% |  | 0% | 0% | 0% | 0% | [8 empty] | 0 | 0 | 0 | 0 | 0 | 0
C - Commercial & Industrial | Small Business Energy Solutions | Small Business Retrofit | Energy Management System |  | HVAC | 6 | 15 | 4000 | 2000 | 1 | 4500 | 0% | 0% | 0% | 100% | 100% | 100% | 100% | 100% | 100% | 5000 | ls_70 | #N/A | #N/A | 0% | 0% | 0% | 0% |  | 0% | 0% | 0% | 0% | [8 empty] | 0 | 0 | 0 | 0 | 0 | 0
C - Commercial & Industrial | Small Business Energy Solutions | Small Business Retrofit | VFDs |  | Motors/Drives | 3 | 13 | 9000 | 4500 | 1 | 1150 | 0% | 0% | 0% | 100% | 100% | 100% | 100% | 100% | 100% | 4000 | ls_70 | #N/A | #N/A | 0% | 0% | 0% | 0% |  | 0% | 0% | 0% | 0% | [8 empty] | 0 | 0 | 0 | 0 | 0 | 0
C - Commercial & Industrial | Small Business Energy Solutions | Small Business Retrofit | ECMs |  | HVAC | 12 | 15 | 2300 | 1150 | 1 | 2000 | 0% | 0% | 0% | 100% | 100% | 100% | 100% | 100% | 100% | 5000 | ls_70 | #N/A | #N/A | 0% | 0% | 0% | 0% |  | 0% | 0% | 0% | 0% | [8 empty] | 0 | 0 | 0 | 0 | 0 | 0
C - Commercial & Industrial | Small Business Energy Solutions | Small Business Retrofit | Mini Split HP SEER 19, EER 12.83 HSPF 10 (Heating) |  | HVAC | 6 | 12 | 4000 | 2000 | 1 | 1500 | 0% | 0% | 0% | 100% | 100% | 100% | 100% | 100% | 100% | 3000 | ls_70 | #N/A | #N/A | 0% | 0% | 0% | 0% |  | 0% | 0% | 0% | 0% | [8 empty] | 0 | 0 | 0 | 0 | 0 | 0
C - Commercial & Industrial | Small Business Energy Solutions | Small Business Retrofit | Mini Split HP SEER 19, EER 12.83 HSPF 10 (Cooling) |  | HVAC | 10 | 12 | 3000 | 1500 | 1 | 2.5 | 0% | 0% | 0% | 100% | 100% | 100% | 100% | 100% | 100% | 4000 | ls_70 | #N/A | #N/A | 0% | 0% | 0% | 0% |  | 0% | 0% | 0% | 0% | [8 empty] | 0 | 0 | 0 | 0 | 0 | 0
C - Commercial & Industrial | Small Business Energy Solutions | Small Business Retrofit | Air Conditioning |  | HVAC | 10 | 15 | 5 | 2.5 | 1 | 0 | 0% | 0% | 0% | 100% | 100% | 100% | 100% | 100% | 100% | 135 | ls_70 | #N/A | #N/A | 0% | 0% | 0% | 0% |  | 0% | 0% | 0% | 0% | [8 empty] | 0 | 0 | 0 | 0 | 0 | 0
C - Commercial & Industrial | Small Business Energy Solutions | Small Business Retrofit | Total Rebate Processing |  |  |  | 1 | 85 | 85 |  | 0 | 0% | 0% | 0% | 100% | 100% | 100% | 100% | 100% | 100% |  | ls_0 | #N/A | #N/A | 0% | 0% | 0% | 0% |  | 0% | 0% | 0% | 0% | [8 empty] | 0 | 0 | 0 | 0 | 0 | 0
[11 empty] | 0 | [30 empty] | 0 | 0 | 0 | 0 | 0 | 0
[11 empty] | 0 | [30 empty] | 0 | 0 | 0 | 0 | 0 | 0
[11 empty] | 0 | [30 empty] | 0 | 0 | 0 | 0 | 0 | 0
[11 empty] | 3500 | [30 empty] | 0 | 0 | 0 | 0 | 0 | 0
C - Commercial & Industrial | Small Business Energy Solutions | Small Business New Equipment and Construction | Lighting - Fluorescents - Retro |  | Lighting | 15 | 13 | 7000 | 3500 | 1 | 7500 | 0% | 0% | 0% | 100% | 100% | 100% | 100% | 100% | 100% | 7500 | ls_70 | #N/A | #N/A | 0% | 0% | 0% | 0% |  | 0% | 0% | 0% | 0% | [8 empty] | 0 | 0 | 0 | 0 | 0 | 0
C - Commercial & Industrial | Small Business Energy Solutions | Small Business New Equipment and Construction | Lighting LEDs - Retro |  | Lighting | 18 | 13 | 15000 | 7500 | 1 | 3500 | 0% | 0% | 0% | 100% | 100% | 100% | 100% | 100% | 100% | 5000 | ls_70 | #N/A | #N/A | 0% | 0% | 0% | 0% |  | 0% | 0% | 0% | 0% | [8 empty] | 0 | 0 | 0 | 0 | 0 | 0
C - Commercial & Industrial | Small Business Energy Solutions | Small Business New Equipment and Construction | Lighting - Fluorescents - New |  | Lighting | 15 | 15 | 7000 | 3500 | 1 | 6000 | 0% | 0% | 0% | 100% | 100% | 100% | 100% | 100% | 100% | 7500 | ls_70 | #N/A | #N/A | 0% | 0% | 0% | 0% |  | 0% | 0% | 0% | 0% | [8 empty] | 0 | 0 | 0 | 0 | 0 | 0
C - Commercial & Industrial | Small Business Energy Solutions | Small Business New Equipment and Construction | Lighting - LEDs - New |  | Lighting | 18 | 15 | 12000 | 6000 | 1 | 4000 | 0% | 0% | 0% | 100% | 100% | 100% | 100% | 100% | 100% | 10000 | ls_70 | #N/A | #N/A | 0% | 0% | 0% | 0% |  | 0% | 0% | 0% | 0% | [8 empty] | 0 | 0 | 0 | 0 | 0 | 0
C - Commercial & Industrial | Small Business Energy Solutions | Small Business New Equipment and Construction | Custom |  |  | 3 | 13 | 8000 | 4000 | 1 | 3500 | 0% | 0% | 0% | 100% | 100% | 100% | 100% | 100% | 100% | 20000 | ls_70 | #N/A | #N/A | 0% | 0% | 0% | 0% |  | 0% | 0% | 0% | 0% | [8 empty] | 0 | 0 | 0 | 0 | 0 | 0
C - Commercial & Industrial | Small Business Energy Solutions | Small Business New Equipment and Construction | Air Compressors |  | Compressed Air | 12 | 15 | 7000 | 3500 | 1 | 2500 | 0% | 0% | 0% | 100% | 100% | 100% | 100% | 100% | 100% | 7400 | ls_70 | #N/A | #N/A | 0% | 0% | 0% | 0% |  | 0% | 0% | 0% | 0% | [8 empty] | 0 | 0 | 0 | 0 | 0 | 0
C - Commercial & Industrial | Small Business Energy Solutions | Small Business New Equipment and Construction | Energy Management System |  | HVAC | 6 | 15 | 5000 | 2500 | 1 | 3000 | 0% | 0% | 0% | 100% | 100% | 100% | 100% | 100% | 100% | 5000 | ls_70 | #N/A | #N/A | 0% | 0% | 0% | 0% |  | 0% | 0% | 0% | 0% | [8 empty] | 0 | 0 | 0 | 0 | 0 | 0
C - Commercial & Industrial | Small Business Energy Solutions | Small Business New Equipment and Construction | VFDs |  | Motors/Drives | 3 | 13 | 6000 | 3000 | 1 | 2750 | 0% | 0% | 0% | 100% | 100% | 100% | 100% | 100% | 100% | 4000 | ls_70 | #N/A | #N/A | 0% | 0% | 0% | 0% |  | 0% | 0% | 0% | 0% | [8 empty] | 0 | 0 | 0 | 0 | 0 | 0
C - Commercial & Industrial | Small Business Energy Solutions | Small Business New Equipment and Construction | ECMs |  | HVAC | 12 | 15 | 5500 | 2750 | 1 | 1000 | 0% | 0% | 0% | 100% | 100% | 100% | 100% | 100% | 100% | 5000 | ls_70 | #N/A | #N/A | 0% | 0% | 0% | 0% |  | 0% | 0% | 0% | 0% | [8 empty] | 0 | 0 | 0 | 0 | 0 | 0
C - Commercial & Industrial | Small Business Energy Solutions | Small Business New Equipment and Construction | Mini Split HP SEER 19, EER 12.83 HSPF 10 (Heating) |  | HVAC | 6 | 12 | 2000 | 1000 | 1 | 1500 | 0% | 0% | 0% | 100% | 100% | 100% | 100% | 100% | 100% | 3000 | ls_70 | #N/A | #N/A | 0% | 0% | 0% | 0% |  | 0% | 0% | 0% | 0% | [8 empty] | 0 | 0 | 0 | 0 | 0 | 0
C - Commercial & Industrial | Small Business Energy Solutions | Small Business New Equipment and Construction | Mini Split HP SEER 19, EER 12.83 HSPF 10 (Cooling) |  | HVAC | 10 | 12 | 3000 | 1500 | 1 | 2.5 | 0% | 0% | 0% | 100% | 100% | 100% | 100% | 100% | 100% | 4000 | ls_70 | #N/A | #N/A | 0% | 0% | 0% | 0% |  | 0% | 0% | 0% | 0% | [8 empty] | 0 | 0 | 0 | 0 | 0 | 0
C - Commercial & Industrial | Small Business Energy Solutions | Small Business New Equipment and Construction | Air Conditioning |  | HVAC | 10 | 15 | 5 | 2.5 | 1 | 0 | 0% | 0% | 0% | 100% | 100% | 100% | 100% | 100% | 100% | 135 | ls_70 | #N/A | #N/A | 0% | 0% | 0% | 0% |  | 0% | 0% | 0% | 0% | [8 empty] | 0 | 0 | 0 | 0 | 0 | 0
C - Commercial & Industrial | Small Business Energy Solutions | Small Business New Equipment and Construction | Total Rebate Processing |  |  |  | 1 | 85 | 85 |  | 0 | [30 empty] | 0 | 0 | 0 | 0 | 0 | 0
[11 empty] | 0 | [30 empty] | 0 | 0 | 0 | 0 | 0 | 0
[11 empty] | 0 | [30 empty] | 0 | 0 | 0 | 0 | 0 | 0
[11 empty] | 0 | [30 empty] | 0 | 0 | 0 | 0 | 0 | 0
[11 empty] | 3500 | [30 empty] | 0 | 0 | 0 | 0 | 0 | 0
C - Commercial & Industrial | Small Business Energy Solutions | Small Business Direct Install | Lighting - Fluorescents - Retro |  | Lighting | 15 | 13 | 7000 | 3500 | 1 | 7500 | 0% | 0% | 0% | 100% | 100% | 100% | 100% | 100% | 100% | 7500 | ls_70 | #N/A | #N/A | 0% | 0% | 0% | 0% |  | 0% | 0% | 0% | 0% | [8 empty] | 0 | 0 | 0 | 0 | 0 | 0
C - Commercial & Industrial | Small Business Energy Solutions | Small Business Direct Install | Lighting LEDs - Retro |  | Lighting | 18 | 13 | 15000 | 7500 | 1 | 3800 | 0% | 0% | 0% | 100% | 100% | 100% | 100% | 100% | 100% | 5000 | ls_70 | #N/A | #N/A | 0% | 0% | 0% | 0% |  | 0% | 0% | 0% | 0% | [8 empty] | 0 | 0 | 0 | 0 | 0 | 0
C - Commercial & Industrial | Small Business Energy Solutions | Small Business Direct Install | Lighting - Fluorescents - New |  | Lighting | 15 | 15 | 7600 | 3800 | 1 | 6000 | 0% | 0% | 0% | 100% | 100% | 100% | 100% | 100% | 100% | 7500 | ls_70 | #N/A | #N/A | 0% | 0% | 0% | 0% |  | 0% | 0% | 0% | 0% | [8 empty] | 0 | 0 | 0 | 0 | 0 | 0
C - Commercial & Industrial | Small Business Energy Solutions | Small Business Direct Install | Lighting - LEDs - New |  | Lighting | 18 | 15 | 12000 | 6000 | 1 | 5500 | 0% | 0% | 0% | 100% | 100% | 100% | 100% | 100% | 100% | 10000 | ls_70 | #N/A | #N/A | 0% | 0% | 0% | 0% |  | 0% | 0% | 0% | 0% | [8 empty] | 0 | 0 | 0 | 0 | 0 | 0
C - Commercial & Industrial | Small Business Energy Solutions | Small Business Direct Install | Custom |  | Custom Measures | 3 | 13 | 11000 | 5500 | 1 | 3500 | 0% | 0% | 0% | 100% | 100% | 100% | 100% | 100% | 100% | 20000 | ls_70 | #N/A | #N/A | 0% | 0% | 0% | 0% |  | 0% | 0% | 0% | 0% | [8 empty] | 0 | 0 | 0 | 0 | 0 | 0
C - Commercial & Industrial | Small Business Energy Solutions | Small Business Direct Install | Air Compressors |  | Compressed Air | 12 | 15 | 7000 | 3500 | 1 | 2500 | 0% | 0% | 0% | 100% | 100% | 100% | 100% | 100% | 100% | 7400 | ls_70 | #N/A | #N/A | 0% | 0% | 0% | 0% |  | 0% | 0% | 0% | 0% | [8 empty] | 0 | 0 | 0 | 0 | 0 | 0
C - Commercial & Industrial | Small Business Energy Solutions | Small Business Direct Install | Energy Management System |  | HVAC | 6 | 15 | 5000 | 2500 | 1 | 4500 | 0% | 0% | 0% | 100% | 100% | 100% | 100% | 100% | 100% | 5000 | ls_70 | #N/A | #N/A | 0% | 0% | 0% | 0% |  | 0% | 0% | 0% | 0% | [8 empty] | 0 | 0 | 0 | 0 | 0 | 0
C - Commercial & Industrial | Small Business Energy Solutions | Small Business Direct Install | VFDs |  | Motors/Drives | 3 | 13 | 9000 | 4500 | 1 | 2750 | 0% | 0% | 0% | 100% | 100% | 100% | 100% | 100% | 100% | 4000 | ls_70 | #N/A | #N/A | 0% | 0% | 0% | 0% |  | 0% | 0% | 0% | 0% | [8 empty] | 0 | 0 | 0 | 0 | 0 | 0
C - Commercial & Industrial | Small Business Energy Solutions | Small Business Direct Install | ECMs |  | HVAC | 12 | 15 | 5500 | 2750 | 1 | 2000 | 0% | 0% | 0% | 100% | 100% | 100% | 100% | 100% | 100% | 5000 | ls_70 | #N/A | #N/A | 0% | 0% | 0% | 0% |  | 0% | 0% | 0% | 0% | [8 empty] | 0 | 0 | 0 | 0 | 0 | 0
C - Commercial & Industrial | Small Business Energy Solutions | Small Business Direct Install | Mini Split HP SEER 19, EER 12.83 HSPF 10 (Heating) |  | HVAC | 6 | 12 | 4000 | 2000 | 1 | 1500 | 0% | 0% | 0% | 100% | 100% | 100% | 100% | 100% | 100% | 3000 | ls_70 | #N/A | #N/A | 0% | 0% | 0% | 0% |  | 0% | 0% | 0% | 0% | [8 empty] | 0 | 0 | 0 | 0 | 0 | 0
C - Commercial & Industrial | Small Business Energy Solutions | Small Business Direct Install | Mini Split HP SEER 19, EER 12.83 HSPF 10 (Cooling) |  | HVAC | 10 | 12 | 3000 | 1500 | 1 | 2.5 | 0% | 0% | 0% | 100% | 100% | 100% | 100% | 100% | 100% | 4000 | ls_70 | #N/A | #N/A | 0% | 0% | 0% | 0% |  | 0% | 0% | 0% | 0% | [8 empty] | 0 | 0 | 0 | 0 | 0 | 0
C - Commercial & Industrial | Small Business Energy Solutions | Small Business Direct Install | Air Conditioning |  | HVAC | 10 | 15 | 5 | 2.5 | 1 | 0 | 0% | 0% | 0% | 100% | 100% | 100% | 100% | 100% | 100% | 135 | ls_70 | #N/A | #N/A | 0% | 0% | 0% | 0% |  | 0% | 0% | 0% | 0% | [8 empty] | 0 | 0 | 0 | 0 | 0 | 0
C - Commercial & Industrial | Small Business Energy Solutions | Small Business Direct Install | Total Rebate Processing |  |  |  | 1 | 85 | 85 |  | 0 | 0% | 0% | 0% | 100% | 100% | 100% | 100% | 100% | 100% |  |  | #N/A | #N/A | 0% | 0% | 0% | 0% |  | 0% | 0% | 0% | 0% | [8 empty] | 0 | 0 | 0 | 0 | 0 | 0
[42 empty] | 0 | 0 | 0 | 0 | 0 | 0
[42 empty] | 0 | 0 | 0 | 0 | 0 | 0
[42 empty] | 0 | 0 | 0 | 0 | 0 | 0
[42 empty] | 0 | 0 | 0 | 0 | 0 | 0
[42 empty] | 0 | 0 | 0 | 0 | 0 | 0
[42 empty] | 0 | 0 | 0 | 0 | 0 | 0
[42 empty] | 0 | 0 | 0 | 0 | 0 | 0
[42 empty] | 0 | 0 | 0 | 0 | 0 | 0
[42 empty] | 0 | 0 | 0 | 0 | 0 | 0
[42 empty] | 0 | 0 | 0 | 0 | 0 | 0
[42 empty] | 0 | 0 | 0 | 0 | 0 | 0
[42 empty] | 0 | 0 | 0 | 0 | 0 | 0
[42 empty] | 0 | 0 | 0 | 0 | 0 | 0
[42 empty] | 0 | 0 | 0 | 0 | 0 | 0
[42 empty] | 0 | 0 | 0 | 0 | 0 | 0
[42 empty] | 0 | 0 | 0 | 0 | 0 | 0
[42 empty] | 0 | 0 | 0 | 0 | 0 | 0
[42 empty] | 0 | 0 | 0 | 0 | 0 | 0
[42 empty] | 0 | 0 | 0 | 0 | 0 | 0
[42 empty] | 0 | 0 | 0 | 0 | 0 | 0
[42 empty] | 0 | 0 | 0 | 0 | 0 | 0
[42 empty] | 0 | 0 | 0 | 0 | 0 | 0
[42 empty] | 0 | 0 | 0 | 0 | 0 | 0
[42 empty] | 0 | 0 | 0 | 0 | 0 | 0
[42 empty] | 0 | 0 | 0 | 0 | 0 | 0
[42 empty] | 0 | 0 | 0 | 0 | 0 | 0
[42 empty] | 0 | 0 | 0 | 0 | 0 | 0
[42 empty] | 0 | 0 | 0 | 0 | 0 | 0
[42 empty] | 0 | 0 | 0 | 0 | 0 | 0
[42 empty] | 0 | 0 | 0 | 0 | 0 | 0
[42 empty] | 0 | 0 | 0 | 0 | 0 | 0
[42 empty] | 0 | 0 | 0 | 0 | 0 | 0
[42 empty] | 0 | 0 | 0 | 0 | 0 | 0
[42 empty] | 0 | 0 | 0 | 0 | 0 | 0
[42 empty] | 0 | 0 | 0 | 0 | 0 | 0
[42 empty] | 0 | 0 | 0 | 0 | 0 | 0
[42 empty] | 0 | 0 | 0 | 0 | 0 | 0
[42 empty] | 0 | 0 | 0 | 0 | 0 | 0
[42 empty] | 0 | 0 | 0 | 0 | 0 | 0
[42 empty] | 0 | 0 | 0 | 0 | 0 | 0
[42 empty] | 0 | 0 | 0 | 0 | 0 | 0
[42 empty] | 0 | 0 | 0 | 0 | 0 | 0
[42 empty] | 0 | 0 | 0 | 0 | 0 | 0
[42 empty] | 0 | 0 | 0 | 0 | 0 | 0
[42 empty] | 0 | 0 | 0 | 0 | 0 | 0
[42 empty] | 0 | 0 | 0 | 0 | 0 | 0
[42 empty] | 0 | 0 | 0 | 0 | 0 | 0
[42 empty] | 0 | 0 | 0 | 0 | 0 | 0
[42 empty] | 0 | 0 | 0 | 0 | 0 | 0
[42 empty] | 0 | 0 | 0 | 0 | 0 | 0
[42 empty] | 0 | 0 | 0 | 0 | 0 | 0
[42 empty] | 0 | 0 | 0 | 0 | 0 | 0
[42 empty] | 0 | 0 | 0 | 0 | 0 | 0
[42 empty] | 0 | 0 | 0 | 0 | 0 | 0
[42 empty] | 0 | 0 | 0 | 0 | 0 | 0
[42 empty] | 0 | 0 | 0 | 0 | 0 | 0
[42 empty] | 0 | 0 | 0 | 0 | 0 | 0
[42 empty] | 0 | 0 | 0 | 0 | 0 | 0
[42 empty] | 0 | 0 | 0 | 0 | 0 | 0
[42 empty] | 0 | 0 | 0 | 0 | 0 | 0
[42 empty] | 0 | 0 | 0 | 0 | 0 | 0
[42 empty] | 0 | 0 | 0 | 0 | 0 | 0
[42 empty] | 0 | 0 | 0 | 0 | 0 | 0
[42 empty] | 0 | 0 | 0 | 0 | 0 | 0
[42 empty] | 0 | 0 | 0 | 0 | 0 | 0
[42 empty] | 0 | 0 | 0 | 0 | 0 | 0
[42 empty] | 0 | 0 | 0 | 0 | 0 | 0
[42 empty] | 0 | 0 | 0 | 0 | 0 | 0
[42 empty] | 0 | 0 | 0 | 0 | 0 | 0
[42 empty] | 0 | 0 | 0 | 0 | 0 | 0
[42 empty] | 0 | 0 | 0 | 0 | 0 | 0
[42 empty] | 0 | 0 | 0 | 0 | 0 | 0
[42 empty] | 0 | 0 | 0 | 0 | 0 | 0
[42 empty] | 0 | 0 | 0 | 0 | 0 | 0
[42 empty] | 0 | 0 | 0 | 0 | 0 | 0
[42 empty] | 0 | 0 | 0 | 0 | 0 | 0
[42 empty] | 0 | 0 | 0 | 0 | 0 | 0
[42 empty] | 0 | 0 | 0 | 0 | 0 | 0
[42 empty] | 0 | 0 | 0 | 0 | 0 | 0
[42 empty] | 0 | 0 | 0 | 0 | 0 | 0
[42 empty] | 0 | 0 | 0 | 0 | 0 | 0
[42 empty] | 0 | 0 | 0 | 0 | 0 | 0
[42 empty] | 0 | 0 | 0 | 0 | 0 | 0
[42 empty] | 0 | 0 | 0 | 0 | 0 | 0
[42 empty] | 0 | 0 | 0 | 0 | 0 | 0
[42 empty] | 0 | 0 | 0 | 0 | 0 | 0
[42 empty] | 0 | 0 | 0 | 0 | 0 | 0
[42 empty] | 0 | 0 | 0 | 0 | 0 | 0
[42 empty] | 0 | 0 | 0 | 0 | 0 | 0
[42 empty] | 0 | 0 | 0 | 0 | 0 | 0
[42 empty] | 0 | 0 | 0 | 0 | 0 | 0
[42 empty] | 0 | 0 | 0 | 0 | 0 | 0
[42 empty] | 0 | 0 | 0 | 0 | 0 | 0
[42 empty] | 0 | 0 | 0 | 0 | 0 | 0
[42 empty] | 0 | 0 | 0 | 0 | 0 | 0
[42 empty] | 0 | 0 | 0 | 0 | 0 | 0
[42 empty] | 0 | 0 | 0 | 0 | 0 | 0
[42 empty] | 0 | 0 | 0 | 0 | 0 | 0
[42 empty] | 0 | 0 | 0 | 0 | 0 | 0
[42 empty] | 0 | 0 | 0 | 0 | 0 | 0
[42 empty] | 0 | 0 | 0 | 0 | 0 | 0
[42 empty] | 0 | 0 | 0 | 0 | 0 | 0
[42 empty] | 0 | 0 | 0 | 0 | 0 | 0
[42 empty] | 0 | 0 | 0 | 0 | 0 | 0
[42 empty] | 0 | 0 | 0 | 0 | 0 | 0
[42 empty] | 0 | 0 | 0 | 0 | 0 | 0
[42 empty] | 0 | 0 | 0 | 0 | 0 | 0
[42 empty] | 0 | 0 | 0 | 0 | 0 | 0
[42 empty] | 0 | 0 | 0 | 0 | 0 | 0
[42 empty] | 0 | 0 | 0 | 0 | 0 | 0
[42 empty] | 0 | 0 | 0 | 0 | 0 | 0
[42 empty] | 0 | 0 | 0 | 0 | 0 | 0
[42 empty] | 0 | 0 | 0 | 0 | 0 | 0
[42 empty] | 0 | 0 | 0 | 0 | 0 | 0
[42 empty] | 0 | 0 | 0 | 0 | 0 | 0
[42 empty] | 0 | 0 | 0 | 0 | 0 | 0
[42 empty] | 0 | 0 | 0 | 0 | 0 | 0
[42 empty] | 0 | 0 | 0 | 0 | 0 | 0
[42 empty] | 0 | 0 | 0 | 0 | 0 | 0
[42 empty] | 0 | 0 | 0 | 0 | 0 | 0
[42 empty] | 0 | 0 | 0 | 0 | 0 | 0
[42 empty] | 0 | 0 | 0 | 0 | 0 | 0
[42 empty] | 0 | 0 | 0 | 0 | 0 | 0
[42 empty] | 0 | 0 | 0 | 0 | 0 | 0
[42 empty] | 0 | 0 | 0 | 0 | 0 | 0
[42 empty] | 0 | 0 | 0 | 0 | 0 | 0
[42 empty] | 0 | 0 | 0 | 0 | 0 | 0
[42 empty] | 0 | 0 | 0 | 0 | 0 | 0
[42 empty] | 0 | 0 | 0 | 0 | 0 | 0
[42 empty] | 0 | 0 | 0 | 0 | 0 | 0
[42 empty] | 0 | 0 | 0 | 0 | 0 | 0
[42 empty] | 0 | 0 | 0 | 0 | 0 | 0
[42 empty] | 0 | 0 | 0 | 0 | 0 | 0
[42 empty] | 0 | 0 | 0 | 0 | 0 | 0
[42 empty] | 0 | 0 | 0 | 0 | 0 | 0
[42 empty] | 0 | 0 | 0 | 0 | 0 | 0
[42 empty] | 0 | 0 | 0 | 0 | 0 | 0
[42 empty] | 0 | 0 | 0 | 0 | 0 | 0
[42 empty] | 0 | 0 | 0 | 0 | 0 | 0
[42 empty] | 0 | 0 | 0 | 0 | 0 | 0
[42 empty] | 0 | 0 | 0 | 0 | 0 | 0
[42 empty] | 0 | 0 | 0 | 0 | 0 | 0
[42 empty] | 0 | 0 | 0 | 0 | 0 | 0
[42 empty] | 0 | 0 | 0 | 0 | 0 | 0
[42 empty] | 0 | 0 | 0 | 0 | 0 | 0
[42 empty] | 0 | 0 | 0 | 0 | 0 | 0
[42 empty] | 0 | 0 | 0 | 0 | 0 | 0
[42 empty] | 0 | 0 | 0 | 0 | 0 | 0
[42 empty] | 0 | 0 | 0 | 0 | 0 | 0
[42 empty] | 0 | 0 | 0 | 0 | 0 | 0
[42 empty] | 0 | 0 | 0 | 0 | 0 | 0
[42 empty] | 0 | 0 | 0 | 0 | 0 | 0
[42 empty] | 0 | 0 | 0 | 0 | 0 | 0
[42 empty] | 0 | 0 | 0 | 0 | 0 | 0
[42 empty] | 0 | 0 | 0 | 0 | 0 | 0
[42 empty] | 0 | 0 | 0 | 0 | 0 | 0
[42 empty] | 0 | 0 | 0 | 0 | 0 | 0
[42 empty] | 0 | 0 | 0 | 0 | 0 | 0
[42 empty] | 0 | 0 | 0 | 0 | 0 | 0
[42 empty] | 0 | 0 | 0 | 0 | 0 | 0
[42 empty] | 0 | 0 | 0 | 0 | 0 | 0
[42 empty] | 0 | 0 | 0 | 0 | 0 | 0
[42 empty] | 0 | 0 | 0 | 0 | 0 | 0
[42 empty] | 0 | 0 | 0 | 0 | 0 | 0
[42 empty] | 0 | 0 | 0 | 0 | 0 | 0
[42 empty] | 0 | 0 | 0 | 0 | 0 | 0
[42 empty] | 0 | 0 | 0 | 0 | 0 | 0
[42 empty] | 0 | 0 | 0 | 0 | 0 | 0
[42 empty] | 0 | 0 | 0 | 0 | 0 | 0
[42 empty] | 0 | 0 | 0 | 0 | 0 | 0
[42 empty] | 0 | 0 | 0 | 0 | 0 | 0
[42 empty] | 0 | 0 | 0 | 0 | 0 | 0
[42 empty] | 0 | 0 | 0 | 0 | 0 | 0
[42 empty] | 0 | 0 | 0 | 0 | 0 | 0
[42 empty] | 0 | 0 | 0 | 0 | 0 | 0
[42 empty] | 0 | 0 | 0 | 0 | 0 | 0
[42 empty] | 0 | 0 | 0 | 0 | 0 | 0
[42 empty] | 0 | 0 | 0 | 0 | 0 | 0
[42 empty] | 0 | 0 | 0 | 0 | 0 | 0
[42 empty] | 0 | 0 | 0 | 0 | 0 | 0
[42 empty] | 0 | 0 | 0 | 0 | 0 | 0
[42 empty] | 0 | 0 | 0 | 0 | 0 | 0
[42 empty] | 0 | 0 | 0 | 0 | 0 | 0
[42 empty] | 0 | 0 | 0 | 0 | 0 | 0
[42 empty] | 0 | 0 | 0 | 0 | 0 | 0
[42 empty] | 0 | 0 | 0 | 0 | 0 | 0
[42 empty] | 0 | 0 | 0 | 0 | 0 | 0
[42 empty] | 0 | 0 | 0 | 0 | 0 | 0
[42 empty] | 0 | 0 | 0 | 0 | 0 | 0
[42 empty] | 0 | 0 | 0 | 0 | 0 | 0
[42 empty] | 0 | 0 | 0 | 0 | 0 | 0
[42 empty] | 0 | 0 | 0 | 0 | 0 | 0
[42 empty] | 0 | 0 | 0 | 0 | 0 | 0
[42 empty] | 0 | 0 | 0 | 0 | 0 | 0
[42 empty] | 0 | 0 | 0 | 0 | 0 | 0
[42 empty] | 0 | 0 | 0 | 0 | 0 | 0
[42 empty] | 0 | 0 | 0 | 0 | 0 | 0
[42 empty] | 0 | 0 | 0 | 0 | 0 | 0
[42 empty] | 0 | 0 | 0 | 0 | 0 | 0
[42 empty] | 0 | 0 | 0 | 0 | 0 | 0
[42 empty] | 0 | 0 | 0 | 0 | 0 | 0
[42 empty] | 0 | 0 | 0 | 0 | 0 | 0
[42 empty] | 0 | 0 | 0 | 0 | 0 | 0
[42 empty] | 0 | 0 | 0 | 0 | 0 | 0
[42 empty] | 0 | 0 | 0 | 0 | 0 | 0
[42 empty] | 0 | 0 | 0 | 0 | 0 | 0
[42 empty] | 0 | 0 | 0 | 0 | 0 | 0
[42 empty] | 0 | 0 | 0 | 0 | 0 | 0
[42 empty] | 0 | 0 | 0 | 0 | 0 | 0
[42 empty] | 0 | 0 | 0 | 0 | 0 | 0
[42 empty] | 0 | 0 | 0 | 0 | 0 | 0
[42 empty] | 0 | 0 | 0 | 0 | 0 | 0
[42 empty] | 0 | 0 | 0 | 0 | 0 | 0
[42 empty] | 0 | 0 | 0 | 0 | 0 | 0
[42 empty] | 0 | 0 | 0 | 0 | 0 | 0
[42 empty] | 0 | 0 | 0 | 0 | 0 | 0
[42 empty] | 0 | 0 | 0 | 0 | 0 | 0
[42 empty] | 0 | 0 | 0 | 0 | 0 | 0
[42 empty] | 0 | 0 | 0 | 0 | 0 | 0
[42 empty] | 0 | 0 | 0 | 0 | 0 | 0
[42 empty] | 0 | 0 | 0 | 0 | 0 | 0
[42 empty] | 0 | 0 | 0 | 0 | 0 | 0
[42 empty] | 0 | 0 | 0 | 0 | 0 | 0
[42 empty] | 0 | 0 | 0 | 0 | 0 | 0
[42 empty] | 0 | 0 | 0 | 0 | 0 | 0
[42 empty] | 0 | 0 | 0 | 0 | 0 | 0
[42 empty] | 0 | 0 | 0 | 0 | 0 | 0
Note on C4: Reynolds, Meera: RENAMED from "Initiative"
Note on E4: Reynolds, Meera: should these be amended for NH so they do not become confused with MA?
Note on K4: Do NOT include Processing Costs in TRC at mesure level. They are included in the "Total Rebate Processing" line below.

## Savings (hidden)
Measures (Section 1) | Description (w/ aid of ENERGY STAR Appliance Calculator) | Incentive | Total Resource Cost | Standard: Annual kW Usage | ENERGY STAR: Annual kW Usage | Average Operating Hours | Standard: Annual kWh Usage | ENERGY STAR: Annual kWh Usage | Standard: Annual Standby kWh | ENERGY STAR: Annual Standby kWh | Annual kWh Savings | Measure Life | Lifetime kWh Savings | Installation Rate (IR) | Max Load | Summer % | Winter % | Summer kW | Winter kW
Room Air Purifier | Based on Standard Annual W Usage of 100 W and ENERGY STAR Annual W Usage of 33, with an average operating hours of 5840. Also, accounted for Standard Annual Standby kWh Usage of 2.9 and ENERGY STAR Annual Standby kWh Usage of 1.80 kWh. | 19.5 | 19.5 | 0.1 | 0.0333 | 5840 | 584 | 194.472 | 2.9 | 1.8 | 390.628 | 9 | 3515.652 | 100% | 0.045 | 100% | 92% | 0.045 | 0.0414 | Data Sources
2nd Refrigerator Pickup | Based on Standard Annual kWh Usage of 755 with an average operating hours of 8760. | 120.5 | 120.5 | 0 | 0 | 8760 | 755 | 0 | 0 | 0 | 755 | 8 | 6040 | 100% | 0.086 | 100% | 89.9% | 0.086 | 0.077314 | DOE / EPA Energy Star Appliance Calculator from 7-21-2015
2nd Freezer Pickup | Based on Standard Annual kWh Usage of 658 with an average operating hours of 8760. | 120.5 | 120.5 | 0 | 0 | 8760 | 658 | 0 | 0 | 0 | 658 | 8 | 5264 | 100% | 0.075 | 100% | 89.9% | 0.075 | 0.067425 | TRMs or Reports
2nd Room AC Pickup | Based on Standard W Usage of 94.48 with an average operating hours of 171. | 35 | 38 | 0.094482 | 0 | 171 | 16.1565 | 0 | 0 | 0 | 16.1565 | 5 | 80.7823 | 100% | 0.042 | 14.3% | 0% | 0.006006 | 0 | 2016 NH CORE ENERGY EFFICIENCY PROGRAM
Smartstrips | Based on Standard Annual W Usage of 90 and ENERGY STAR Annual W Usage of 64.3, with an average operating hours of 3076.95. | 14.5 | 14.5 | 0.09 | 0.0643 | 3076.95 | 276.9255 | 197.8479 | 0 | 0 | 79.0776 | 5 | 395.3881 | 100% | 0.027 | 35% | 100% | 0.00945 | 0.027 | NH ENERGY STAR Appliance Program: Room Air Purifiers, 2nd Rerigerator/Freezer/RoomAC recycling, SmartStrips (Advanced Power Strips)
Measures (Section 2) | Description (w/ aid of ENERGY STAR Appliance Calculator) | Incentive | Total Resource Cost | Standard: kW | ENERGY STAR: kW | Average Operating Hours | Standard: Annual kWh Usage | ENERGY STAR: Annual kWh Usage | Percent Savings | Size (Btuh) | Annual kWh Savings | Measure Life | Lifetime kWh Savings | Installation Rate (IR) | Max Load | Summer % | Winter % | Summer kW | Winter kW | Standard: Cooling SEER | ENERGY STAR: Cooling SEER
Air Source Heat Pumps (ASHP) SEER>=14.5 | Based on Standard Cooling SEER of 13 and ENERGY STAR Cooling SEER of 14.5 with percent savings of 16.6%. Also, considering average operating hours of 385 and capacity of 36000 Btuh. |  |  | 2.7692 | 2.4828 | 385 | 1066.1538 | 955.8621 | 16.6% | 36000 | 91.9833 | 12 | 1103.8001 | 100% | [5 empty] | 13 | 14.5 | 2016 NH CORE ENERGY EFFICIENCY PROGRAM
Air Source Heat Pumps (ASHP) HSPF>=8.2 | Based on Standard Cooling SEER of 7.7 and ENERGY STAR Cooling SEER of 8.2 with percent savings of 16.6%. Also, considering average operating hours of 2641 and capacity of 36000 Btuh. |  |  | 4.6753 | 4.3902 | 2641 | 12347.5325 | 11594.6341 | 16.6% | 36000 | 627.9172 | 12 | 7535.0064 | 100% | [5 empty] | 7.7 | 8.2 | NH ENERGY STAR Appliance Program: Air Source Heat Pumps (ASHP) and Ductless Mini-Split Heat Pumps (DMSHP)
Ductless Mini- Split Heat Pumps (DMSHP) SEER >=20.0 | Based on Standard Cooling SEER of 13 and ENERGY STAR Cooling SEER of 20. Also, considering average operating hours of 385 and capacity of 12000 Btuh. |  |  | 0.92308 | 0.6 | 385 | 355.3846 | 231 | 0% | 12000 | 124.3846 | 12 | 1492.6154 | 100% | [5 empty] | 13 | 20 | Data Sources
Ductless Mini- Split Heat Pumps (DMSHP)>=10.0 | Based on Standard Cooling SEER of 7.7 and ENERGY STAR Cooling SEER of 10 with percent savings of 50%. Also, considering average operating hours of 2641 and capacity of 13600 Btuh. |  |  | 1.7662 | 1.36 | 2641 | 4664.6234 | 3591.76 | 50% | 13600 | 536.4317 | 12 | 6437.1803 | 100% | [5 empty] | 7.7 | 10 | DOE / EPA Energy Star Appliance Calculator from 7-21-2015
Wifi Thermostat for DMSHP | Based on sum of kWh of above 4 measures multiplied by percent savings of 16.6%. | 104.75 | 104.75 | - | - | 3026 | - | - | 16.6% | - | 109.6955 | 15 | 1645.4326 | 100% | [5 empty] | - | - | TRMs or Reports
Measures (Section 3 & Refrigerators) | Description (w/ aid of ENERGY STAR Appliance Calculator) | Incentive | Total Resource Cost |  |  | Average Operating Hours | Standard: Annual kWh Usage | ENERGY STAR: Annual kWh Usage | Percentage |  | Annual kWh Savings | Measure Life | Lifetime kWh Savings | Installation Rate (IR) | Max Load | Summer % | Winter % | Summer kW | Winter kW
Clothes Washers (Incl. Dryer and Heating) | Based on Standard Annual kWh Usage of 66.38 and ENERGY STAR kWh Usage of 29.608, with an average operating hours of 1000. | 0 | 0 | - | - | 1000 | 66.3796 | 29.6082 | 100% | - | 181.76 | 11 | 1999.36 | 100% | 0 | 67.8% | 100% | 0 | 0 | NH ENERGY STAR Appliance Program: Clothes Washers
Refrigerators | Based on Standard Annual kWh Usage of 396.34 and ENERGY STAR kWh Usage of 356.71, with an average operating hours of 8760. | 0 | 0 | - | - | 8760 | 396.34 | 356.71 |  | - | 39.63 | 12 | 475.56 | 100% | 0.0045 | 100% | 89.9% | 0.0045 | 0.0040455 | NH ENERGY STAR Appliance Program: Refrigerators
Measures (Section 4) | Description (w/ aid of ENERGY STAR Appliance Calculator) | Incentive | Total Resource Cost | Standard: kW | ENERGY STAR: kW | Average Operating Hours | Standard: Annual kWh Usage | ENERGY STAR: Annual kWh Usage |  | Size (Btuh) | Annual kWh Savings | Measure Life | Lifetime kWh Savings | Installation Rate (IR) | Max Load | Summer % | Winter % | Summer kW | Winter kW | Standard: Cooling SEER | ENERGY STAR: Cooling SEER
Room Air Conditioner | Based on Standard Cooling SEER of 9.8 and ENERGY STAR Cooling SEER of 10.8. Also, considering average operating hours of 171 and capacity of 10000 Btuh. | 35 | 38 | 1.0204 | 0.92593 | 171 | 174.4898 | 158.3333 |  | 10000 | 16.1565 | 9 | 145.4082 | 100% | 0.094 | 14.3% | 0% | 0.013442 | 0 | 9.8 | 10.8
Central Air Conditioner | Based on Standard Cooling SEER of 13 and ENERGY STAR Cooling SEER of 14.5. Also, considering average operating hours of 385 and capacity of 36000 Btuh. | 0 | 556 | 2.7692 | 2.4828 | 385 | 1066.1538 | 955.8621 |  | 36000 | 110.2918 | 14 | 1544.0849 | 100% | 0.286 | 85% | 0% | 0.2431 | 0 | 13 | 14.5 | 2016 NH CORE ENERGY EFFICIENCY PROGRAM
Air Source Heat Pumps (Cooling only) | Based on Standard Cooling SEER of 13 and ENERGY STAR Cooling SEER of 14.5. Also, considering average operating hours of 385 and capacity of 10000 Btuh. |  |  | 0.76923 | 0.68966 | 385 | 296.1538 | 265.5172 |  | 10000 | 30.6366 | 12 | 367.6393 | 100% |  |  |  | 0 | 0 | 13 | 14.5 | NH ENERGY STAR Appliance Program: Room Air Conditioner, Central AC, ASHP (Cooling), Wifi for CAC/ASHP, Heat Pump Water Heaters
Wifi Thermostat for CAC or ASHP | Based on Standard Annual kW, ENERGY STAR Annual kW and no. of products rebated of above 3 measures and percent savings of 16.6%. |  |  | 2.3692 | 2.1241 | 385 | 912.1518 | 817.7913 |  | - | 94.3605 | 12 | 1132.3264 | 100% |  |  |  | 0 | 0 | - | -
HPWH (50 gal) | Based on Standard Cooling SEER of 2 and ENERGY STAR Cooling SEER of 2. Also, considering average operating hours of 1775. | 509.75 | 509.75 | 0.002 | 0.002 | 1775 | 0 | 0 |  | - | 1775 | 10 | 17750 | 100% | 0 | 67.8% | 100% | 0 | 0 | 2 | 2
HPWH (80 gal) | Based on Standard Cooling SEER of 90 and ENERGY STAR Cooling SEER of 2.2. Also, considering average operating hours of 2672. | 610.5 | 610.5 | 0.09 | 0.0022 | 2672 | 0 | 0 |  | - | 2672 | 10 | 26720 | 100% | 0 | 67.8% | 100% | 0 | 0 | 90 | 2.2
Low Income Wxn (Section 5) | Description | Incentive | Total Resource Cost | [6 empty] | Annual MMBtu Savings | Annual kWh Savings | Measure Life | Lifetime kWh Savings | Lifetime MMBtu Savings | Max Load | Summer % | Winter % | Summer kW | Winter kW
Weatherization Package (Electric Heat) | Based of past year(s) projects and models by Performance System Development's TREAT Software | 4693.89 | 4693.89 | [6 empty] | - | 5417.83 | 34.6668 | 187818.6674 | - | 1.706 | 0% | 100% | 0 | 1.706 | Program: NH Home Energy Assistance Program (Low Income Wxn)
Weatherization Package (Kerosene Heat) |  | 5652.68 | 5652.68 | [6 empty] | 19.7 | - | 13.6923 | - | 269.7385 | 0 | 0% | 100% | 0 | 0
Weatherization Package (Liquid Propane Heat) |  | 5978.89 | 5978.59 | [6 empty] | 28 | - | 40.2566 | - | 1127.1849 | 0 | 0% | 100% | 0 | 0 | The following are average project savings based on past year(s) projects.
Weatherization Package (Natural Gas Heat) |  | 3886.93 | 3886.93 | [6 empty] | 9.2 | - | 8.0992 | - | 74.5129 | 0 | 0% | 100% | 0 | 0 | All homes are modeling used Performance System Development's TREAT Software
Weatherization Package (Wood Heat) |  | 5605.32 | 5605.32 | [6 empty] | 38.4 | - | 21.1 | - | 810.24 | 0 | 0% | 100% | 0 | 0 | http://psdconsulting.com/software/treat/
Weatherization Package (Oil Heat) |  | 5788.21 | 5788.21 | [6 empty] | 28 | - | 21.13 | - | 591.64 | 0 | 0% | 100% | 0 | 0
Weatherization Package (Other) |  | 8164.48 | 8164.48 | [6 empty] | - | - | 20 | - | - | 0 | 0% | 100% | 0 | 0
Electric Svgs on Fossil Heated Homes (Ref, DHW, Lighting) |  | 0 | 0 | [6 empty] | - | 1181.61 | 11.7537 | 13888.2895 | - | 0.16 | 100% | 89.9% | 0.16 | 0.14384
- Kerosene Mobile Home Furnaces' |  | 3037.89 | 3037.89 | [6 empty] | 8.82 | 102.4 | 17 | 1740.8 | 15353.856 | 0 | 0% | 100% | 0 | 0
- LP Furnace/Boiler |  | 5457.98 | 5457.98 | [6 empty] | 5.93 | 529.62 | 18 | 9533.16 | 56531.6388 | 0 | 0% | 100% | 0 | 0
- Oil Furnace/Boiler' |  | 5913.92 | 5913.92 | [6 empty] | 16.71 | 282.76 | 25 | 7069 | 118122.99 | 0 | 0% | 100% | 0 | 0
- NG Furnace/Boiler |  | 5304.71 | 5304.71 | [6 empty] | 18.88 | 109.3 | 20 | 2186 | 41271.68 | 0 | 0% | 100% | 0 | 0
New Construction (Section 6) | Description | Incentive | Total Resource Cost | [5 empty] | Water Savings (Gallons) | Annual MMBtu Savings | Annual kWh Savings | Measure Life | Lifetime kWh Savings | Lifetime MMBtu Savings | Max Load | Summer % | Winter % | Summer kW | Winter kW
LED Bulbs (Installed by Builder or HERS Rater) | Based on past year(s) projects and models by REMRate Home Energy Rating Software by Home Energy Raters | 0 | 0 | [5 empty] | - | - | 24.6083 | 20 | 492.166 | - | 0.03 | 7.6% | 22.7% | 0.00228 | 0.00681
Interior HW Fixtures |  | 0 | 0 | [5 empty] | - | - | 24.6083 | 20 | 492.166 | - | 0.034 | 7.6% | 22.7% | 0.002584 | 0.007718 | Program: NH ENERGY STAR Homes Program (New Construction)
Exterior Fixtures |  | 0 | 0 | [5 empty] | - | - | 24.6083 | 5 | 123.0415 | - | 0.034 | 7.6% | 22.7% | 0.002584 | 0.007718
Clothes Washer |  | 0 | 0 | [5 empty] | 3385 | 0.7376 | 181.76 | 11 | 1999.36 | 8.1136 | 0 | 67.8% | 100% | 0 | 0 | The following are average project savings based on past year(s) projects.
Dishwasher |  | 0 | 0 | [5 empty] | 468 | 0.1888 | 31.4 | 10 | 314 | 1.888 | 0 | 67.8% | 100% | 0 | 0 | All homes are modeling used REMRate Home Energy Rating Software by Home Energy Raters
Refrigerator |  | 0 | 0 | [5 empty] | - | - | 107 | 12 | 1284 | - | 0.0045 | 100% | 89.9% | 0.0045 | 0.0040455 | http://www.remrate.com/
Room AC New |  | 0 | 0 | [5 empty] | - | - | 16.1565 | 9 | 145.4082 | - | 0.094 | 14.3% | 0% | 0.013442 | 0
Central AC |  | 0 | 556 | [5 empty] | - | - | 110.2918 | 14 | 1544.0849 | - | 0.286 | 85% | 0% | 0.2431 | 0
Thermostat |  | 0 | 0 | [5 empty] | - | - | 0 | 15 | 0 | - | 0 | 100% | 100% | 0 | 0
Oil Heated Home (5%) |  | 2372.15 | 2922 | [5 empty] | - | 43.6 | 410.8 | 25 | 10270 | 1090 | 0 | 100% | 100% | 0 | 0
Gas Heated Home (55%) |  | 2372.15 | 2922 | [5 empty] | - | 23.1 | 98.3 | 25 | 2457.5 | 577.5 | 0 | 100% | 100% | 0 | 0
LP Heated Home (35%) |  | 2372.15 | 2922 | [5 empty] | - | 31.8 | 462.6 | 25 | 11565 | 795 | 0 | 100% | 100% | 0 | 0
Elec Baseboard Heated Home (5%) |  | 2372.15 | 2922 | [5 empty] | - | - | 7935.8 | 25 | 198395 | - | 0 | 100% | 100% | 0 | 0
ASHP Heated Home (MF) |  | 2372.15 | 2922 | [5 empty] | - | - | 5355 | 25 | 133875 | - |  |  |  | 0 | 0
GSHP: Res Space Heating |  | 593.04 | 730.5 | [5 empty] | - | - | 12250 | 25 | 306250 | - | 0 | 0% | 100% | 0 | 0
GSHP: Res Cooling |  | 593.04 | 730.5 | [5 empty] | - | - | 69 | 25 | 1725 | - | 0 | 100% | 0% | 0 | 0
GSHP: Res Water Heating |  | 593.04 | 730.5 | [5 empty] | - | - | 1819 | 25 | 45475 | - | 0 | 67.8% | 100% | 0 | 0
GSHP:Res Shell (Heat & Cool) (Lights & Appliances) |  | 593.04 | 730.5 | [5 empty] | - | - | -162 | 25 | -4050 | - | 0 | 100% | 100% | 0 | 0
ASHP: Res Space Heating (SF) |  | 593.04 | 730.5 | [5 empty] | - | - | 9671 | 25 | 241775 | - | 0 | 0% | 100% | 0 | 0
ASHP: Res Cooling |  | 593.04 | 730.5 | [5 empty] | - | - | 71 | 25 | 1775 | - | 0 | 100% | 0% | 0 | 0
ASHP: Res Water Heating |  | 593.04 | 730.5 | [5 empty] | - | - | 520 | 25 | 13000 | - | 0 | 67.8% | 100% | 0 | 0
ASHP: Res Shell (Heat & Cool) |  | 593.04 | 730.5 | [5 empty] | - | - | -79 | 25 | -1975 | - | 0 | 100% | 100% | 0 | 0
High Use Wxn (Section 7) | Description | Incentive | Total Resource Cost | [6 empty] | Annual MMBtu Savings | Annual kWh Savings | Measure Life | Lifetime kWh Savings |  | Max Load | Summer % | Winter % | Summer kW | Winter kW
Baseload SF | Based on past year(s) projects | 340 | 340 | [6 empty] | - | 221.4747 | 20 | 4429.494 |  | 0.189 | 7.6% | 22.7% | 0.014364 | 0.042903
Baseload MF |  | 305 | 305 | [6 empty] | - | 221.4747 | 20 | 4429.494 |  | 0.189 | 7.6% | 22.7% | 0.014364 | 0.042903
Light Fixtures |  | 0 | 0 | [6 empty] | - | 24.6083 | 20 | 492.166 |  | 0.298 | 7.6% | 22.7% | 0.022648 | 0.067646 | Program: NH Home Performance w/ENERGY STAR (High Use Wxn)
Refrigerator |  | 0 | 0 | [6 empty] | - | 586.1665 | 7 | 4103.1653 |  | 0 | 100% | 89.9% | 0 | 0
Hot Water Saving Measures |  | 0 | 0 | [6 empty] | - | 80.422 | 4 | 321.6882 |  | 0.765 | 74.6% | 100% | 0.57069 | 0.765 | Based on the other tabs and past year(s) results, the following are average project savings.
Weatherization Projects
Fuel Neutral, SD, LEDs (6) |  | 0 | 0 | [6 empty] | - | 221.4747 | 20 | 4429.494 |  | 0.189 | 7.6% | 22.7% | 0.014364 | 0.042903
SF Fuel Neutral (Oil) |  | 3362.205 | 7224.41 | [6 empty] | 28 | - | 19.48 | - |  | 0 | 0% | 100% | 0 | 0
SF Fuel Neutral (LP) |  | 3550.47 | 7600.94 | [6 empty] | 30 | - | 19.35 | - |  | 0 | 0% | 100% | 0 | 0
SF Fuel Neutral (Gas) |  | 2133.97 | 4767.94 | [6 empty] | 9.2 | - | 20.55 | - |  | 0 | 0% | 100% | 0 | 0
SF Fuel Neutral (Wood) |  | 3436.13 | 7372.25 | [6 empty] | 38 | - | 20.76 | - |  | 0 | 0% | 100% | 0 | 0
SF Fuel Neutral (Kerosene) |  | 3231.1125 | 6962.23 | [6 empty] | 19.7 | - | 21.39 | - |  | 0 | 0% | 100% | 0 | 0
SF Fuel Neutral (Electric) |  | 2979.9 | 6459.8 | [6 empty] | - | 4803.44 | 18.03 | 86606.0232 |  | 0 | 0% | 100% | 0 | 0
Lighting Measures (Lighting) | Description | Incentive | Total Resource Cost | Standard Weighted Average W | ENERGY STAR Weighted Average W | On Hours/ Day |  |  |  |  | Annual kWh Savings | Measure Life |  |  | Max Load | Summer % | Winter % | Summer kW | Winter kW | ENERGY STAR Lighting Savings Calculation
CFLs (Retail) | Based on Standard Watts of 58.99 and ENERGY STAR Watts of 19.28, kept on for 2 hours per day | 1.05 | 0.05 | 58.9851 | 19.2819 | 2 |  |  |  |  | 28.9833 |  |  |  | 0.04 | 7.6% | 22.7% | 0.00304 | 0.00908 | Sources: http://www.energystar.gov/certified-products/detail/light_bulbs
LEDs (Retail) | Based on Standard Watts of 44.5 and ENERGY STAR Watts of 10.79, kept on for 2 hours per day | 7.78 | 4.35 | 44.4961 | 10.7934 | 2 |  |  |  |  | 24.603 |  |  |  | 0.034 | 7.6% | 22.7% | 0.002584 | 0.007718 | Lighting savings are cacluated using the EPA light bulb calculators, but modifying it for NH based on a weighted average of bulb SIZE sales.
Measure | Incentive | Processing Costs | Customer Cost | Free-Ridership Rate | Spillover [Participant] Rate | Spillover [Non-Participant] Rate | Net to Gross | In-Service Rate | kWh Realization Rate | kW Winter Realization Rate | kW Summer Realization Rate | Non Electric Realization Rate | Gross Annual kWh Saved | LS_ID | Lifetime | Max Demand Factor | Load Shape Description | Winter Peak Energy % | Winter Off-Peak Energy % | Summer Peak Energy % | Summer Off-Peak Energy % | Maximum Load Reduction (kW) | Summer Coincident (%) | Winter Coincident (%) | Trans. Coincident (%) | Dist. Coincident (%)
Big Box LED Single Packs (Markdown) | 1.5 |  | 0.46 | 0% | 0% | 0% | 100% | 95% | 100% | 100% | 100% | 100% | 24.6083 |  | 8 | 0.03371 |  | 27% | 40% | 13% | 20% | 0.03371 | 7.6% | 22.7% | 7.6% | 7.6%
Big Box LED Multi-Packs (per bulb, Markdown) | 1.5 |  | 0.46 | 0% | 0% | 0% | 100% | 95% | 100% | 100% | 100% | 100% | 24.6083 |  | 8 | 0.03371 |  | 27% | 40% | 13% | 20% | 0.03371 | 7.6% | 22.7% | 7.6% | 7.6%
Big Box LED Globe/Candelabra (Per bulb, Markdown) | 1.5 |  | 0.4 | 0% | 0% | 0% | 100% | 95% | 100% | 100% | 100% | 100% | 24.6083 |  | 8 | 0.03371 |  | 27% | 40% | 13% | 20% | 0.03371 | 7.6% | 22.7% | 7.6% | 7.6%
Big BoxLED Reflector (per bulb, Markdown) | 2 |  | 0.63 | 0% | 0% | 0% | 100% | 95% | 100% | 100% | 100% | 100% | 24.6083 |  | 8 | 0.03371 |  | 27% | 40% | 13% | 20% | 0.03371 | 7.6% | 22.7% | 7.6% | 7.6%
Big Box LED Interior Fixture (Markdown) | 5 |  | 5 | 0% | 0% | 0% | 100% | 95% | 100% | 100% | 100% | 100% | 24.6083 |  | 8 | 0.03371 |  | 27% | 40% | 13% | 20% | 0.03371 | 7.6% | 22.7% | 7.6% | 7.6%
Big Box LED Exterior Fixture (Markdown) | 5 |  | 5 | 0% | 0% | 0% | 100% | 95% | 100% | 100% | 100% | 100% | 24.6083 |  | 8 | 0.03371 |  | 27% | 40% | 13% | 20% | 0.03371 | 7.6% | 22.7% | 7.6% | 7.6%
LED Interior Fixture (Coupon) | 5 |  | 5 | 0% | 0% | 0% | 100% | 96.4% | 100% | 100% | 100% | 100% | 24.6083 |  | 8 | 0.03371 |  | 27% | 40% | 13% | 20% | 0.03371 | 7.6% | 22.7% | 7.6% | 7.6%
LED Exterior Fixture (Coupon) | 5 |  | 5 | 0% | 0% | 0% | 100% | 100% | 100% | 100% | 100% | 100% | 24.6083 |  | 8 | 0.03371 |  | 27% | 40% | 13% | 20% | 0.03371 | 7.6% | 22.7% | 7.6% | 7.6%
LED Single (Coupon) | 2 |  | 0.46 | 0% | 0% | 0% | 100% | 95% | 100% | 100% | 100% | 100% | 24.6083 |  | 8 | 0.03371 |  | 27% | 40% | 13% | 20% | 0.03371 | 7.6% | 22.7% | 7.6% | 7.6%
LED Multi (Coupon, per bulb) | 1.5 |  | 0.46 | 0% | 0% | 0% | 100% | 95% | 100% | 100% | 100% | 100% | 24.6083 |  | 8 | 0.03371 |  | 27% | 40% | 13% | 20% | 0.03371 | 7.6% | 22.7% | 7.6% | 7.6%
LED Specialty (Coupon: globe, candelabra, reflector) | 1.75 |  | 0.515 | 0% | 0% | 0% | 100% | 95% | 100% | 100% | 100% | 100% | 24.6083 |  | 8 | 0.03371 |  | 27% | 40% | 13% | 20% | 0.03371 | 7.6% | 22.7% | 7.6% | 7.6%
Catalog LED Single Packs (Rebate) | 1.5 |  | 0.46 | 0% | 0% | 0% | 100% | 95% | 100% | 100% | 100% | 100% | 24.6083 |  | 8 | 0.03371 |  | 27% | 40% | 13% | 20% | 0.03371 | 7.6% | 22.7% | 7.6% | 7.6%
Catalog LED Multi-Packs (per bulb, Rebate) | 1.5 |  | 0.46 | 0% | 0% | 0% | 100% | 95% | 100% | 100% | 100% | 100% | 24.6083 |  | 8 | 0.03371 |  | 27% | 40% | 13% | 20% | 0.03371 | 7.6% | 22.7% | 7.6% | 7.6%
Catalog LED Globe/Candelabra (Per bulb) | 1.5 |  | 0.4 | 0% | 0% | 0% | 100% | 95% | 100% | 100% | 100% | 100% | 24.6083 |  | 8 | 0.03371 |  | 27% | 40% | 13% | 20% | 0.03371 | 7.6% | 22.7% | 7.6% | 7.6%
Catalog LED Reflector (per bulb) | 2 |  | 0.63 | 0% | 0% | 0% | 100% | 95% | 100% | 100% | 100% | 100% | 24.6083 |  | 8 | 0.03371 |  | 27% | 40% | 13% | 20% | 0.03371 | 7.6% | 22.7% | 7.6% | 7.6%
Catalog LED Interior Fixture | 5 |  | 5 | 0% | 0% | 0% | 100% | 96.4% | 100% | 100% | 100% | 100% | 24.6083 |  | 8 | 0.03371 |  | 27% | 40% | 13% | 20% | 0.03371 | 7.6% | 22.7% | 7.6% | 7.6%
Catalog LED Exterior Fixture | 5 |  | 5 | 0% | 0% | 0% | 100% | 100% | 100% | 100% | 100% | 100% | 24.6083 |  | 8 | 0.03371 |  | 27% | 40% | 13% | 20% | 0.03371 | 7.6% | 22.7% | 7.6% | 7.6%
Room Air Purifier | 15 | 4.5 | 0 | 0% | 0% | 0% | 100% | 100% | 100% | 100% | 100% | 100% | 390.628 |  | 9 | 0.044592 |  | 27% | 40% | 13% | 20% | 0.044592 | 100% | 92% | 100% | 100%
2nd Refrigerator Pickup | 90.5 | 30 | 0 | 0% | 0% | 0% | 100% | 100% | 100% | 100% | 100% | 100% | 755 |  | 8 | 0.086187 |  | 27% | 40% | 13% | 20% | 0.086187 | 100% | 89.9% | 100% | 100%
2nd Freezer Pickup | 90.5 | 30 | 0 | 0% | 0% | 0% | 100% | 100% | 100% | 100% | 100% | 100% | 658 |  | 8 | 0.075114 |  | 27% | 40% | 13% | 20% | 0.075114 | 100% | 89.9% | 100% | 100%
2nd Room AC Pickup | 0 | 30 | 0 | 0% | 0% | 0% | 100% | 100% | 100% | 100% | 100% | 100% | 16.1565 |  | 5 | 0.041965 |  | 0% | 0% | 70% | 30% | 0.041965 | 14.3% | 0% | 14.3% | 14.3%
Smartstrips | 10 | 4.5 | 0 | 0% | 0% | 0% | 100% | 100% | 100% | 100% | 100% | 100% | 79.0776 |  | 5 | 0.027081 |  | 27% | 40% | 13% | 20% | 0.027081 | 35% | 100% | 35% | 35%
AC (Retail) | 20 | 4.5 | 0 | 0% | 0% | 0% | 100% | 100% | 100% | 100% | 100% | 100% | 16.1565 |  | 9 | 0.094482 |  | 0% | 0% | 70% | 30% | 0.094482 | 14.3% | 0% | 14.3% | 14.3%
Clothes Washer | 30 | 4.5 | 20 | 0% | 0% | 0% | 100% | 100% | 100% | 100% | 100% | 100% | 181.76 |  | 11 | 0.027628 |  | 27% | 40% | 13% | 20% | 0.027628 | 67.76% | 100% | 67.76% | 67.76% | NG - Res Hot Water | 0.1856 | Fuel Oil - Residential Distillate/Biofuel | 0.2546 | Propane | 0.0134 | water gal | 3385
Refrigerator (retail) | 20 | 4.5 | 0 | 0% | 0% | 0% | 100% | 100% | 100% | 100% | 100% | 100% | 39.63 |  | 12 | 0.004524 |  | 27% | 40% | 13% | 20% | 0.004524 | 100% | 89.9% | 100% | 100%
Dehumidifier | 25 | 4.5 | 0 | 0% | 0% | 0% | 100% | 100% | 100% | 100% | 100% | 100% | 162 |  | 12 | 0.028125 |  | 2% | 3% | 59% | 36% | 0.028125 | 85% | 0% | 85% | 85%
Dryer | 50 | 4.5 | 150 | 0% | 0% | 0% | 100% | 100% | 100% | 100% | 100% | 100% | 160 |  | 12 | 0.02 |  | 27% | 40% | 13% | 20% | 0.02 | 100% | 85% | 100% | 100%
Primary Refrigerator recycling | 90.5 | 30 | 0 | 0% | 0% | 0% | 100% | 100% | 100% | 100% | 100% | 100% | 493 |  | 8 | 0.056279 |  | 27% | 40% | 13% | 20% | 0.056279 | 100% | 89.9% | 100% | 100%
HP Water Heater (<55 gallons) | 500 | 9.75 | 0 | 0% | 0% | 0% | 100% | 100% | 100% | 100% | 100% | 100% | 1654 |  | 10 | 0.34 |  | 27% | 40% | 13% | 20% | 0.34 | 47% | 100% | 47% | 47%
HP Water Heater (>55 gallons) | 600 | 10.5 | 0 | 0% | 0% | 0% | 100% | 100% | 100% | 100% | 100% | 100% | 2291.4407 |  | 10 | 0.24542 |  | 27% | 40% | 13% | 20% | 0.24542 | 47% | 100% | 47% | 47%
[28 empty] | Efficient | Efficient | Baseline | Baseline
(Can customize these or use as given) | [26 empty] | Size | SEER | HSPF | SEER | HSPF
Central Air (And cooling for heat pumps!!)
Central Air 15 SEER 3 ton | 210 | 9.58 | 346 | 0% | 0% | 0% | 100% | 100% | 100% | 100% | 100% | 100% | 142.1538 |  | 12 | 0.36923 |  | 0% | 0% | 70% | 30% | 0.36923 | 85% | 0% | 85% | 85% | 36000 | 15 |  | 13
Central Air 16 SEEr | 210 | 9.58 | 346 | 0% | 0% | 0% | 100% | 100% | 100% | 100% | 100% | 100% | 199.9038 |  | 12 | 0.51923 |  | 0% | 0% | 70% | 30% | 0.51923 | 85% | 0% | 85% | 85% | 36000 | 16 |  | 13
CAC 17 SEER | 210 | 9.58 | 346 | 0% | 0% | 0% | 100% | 100% | 100% | 100% | 100% | 100% | 250.8597 |  | 12 | 0.65158 |  | 0% | 0% | 70% | 30% | 0.65158 | 85% | 0% | 85% | 85% | 36000 | 17 |  | 13
CAC 18 SEER | 210 | 9.58 | 346 | 0% | 0% | 0% | 100% | 100% | 100% | 100% | 100% | 100% | 296.1538 |  | 12 | 0.76923 |  | 0% | 0% | 70% | 30% | 0.76923 | 85% | 0% | 85% | 85% | 36000 | 18 |  | 13
CAC 19 SEER | 210 | 9.58 | 346 | 0% | 0% | 0% | 100% | 100% | 100% | 100% | 100% | 100% | 336.6802 |  | 12 | 0.87449 |  | 0% | 0% | 70% | 30% | 0.87449 | 85% | 0% | 85% | 85% | 36000 | 19 |  | 13
CAC 20 SEER | 210 | 9.58 | 346 | 0% | 0% | 0% | 100% | 100% | 100% | 100% | 100% | 100% | 373.1538 |  | 12 | 0.96923 |  | 0% | 0% | 70% | 30% | 0.96923 | 85% | 0% | 85% | 85% | 36000 | 20 |  | 13
Heat pumps heating | (total incentive for heating and cooling)
Heat pump 8.5 heating 3 ton | 750 | 9.94 | 0 | 0% | 0% | 0% | 100% | 100% | 100% | 100% | 100% | 100% | 409.2224 |  | 12 | 0.15495 |  | 30% | 70% | 0% | 0% | 0.15495 | 0% | 100% | 0% | 0% | 36000 |  | 8.5 |  | 8.2
Heat pump 9.0 heating | 750 | 9.94 | 0 | 0% | 0% | 0% | 100% | 100% | 100% | 100% | 100% | 100% | 1030.6341 |  | 12 | 0.39024 |  | 30% | 70% | 0% | 0% | 0.39024 | 0% | 100% | 0% | 0% | 36000 |  | 9 |  | 8.2
heat pump 9.5 heating | 750 | 9.94 | 0 | 0% | 0% | 0% | 100% | 100% | 100% | 100% | 100% | 100% | 1586.6341 |  | 12 | 0.60077 |  | 30% | 70% | 0% | 0% | 0.60077 | 0% | 100% | 0% | 0% | 36000 |  | 9.5 |  | 8.2
heat pump 10 heating | 750 | 9.94 | 0 | 0% | 0% | 0% | 100% | 100% | 100% | 100% | 100% | 100% | 2087.0341 |  | 12 | 0.79024 |  | 30% | 70% | 0% | 0% | 0.79024 | 0% | 100% | 0% | 0% | 36000 |  | 10 |  | 8.2
heat pump 10.5 heating | 750 | 9.94 | 0 | 0% | 0% | 0% | 100% | 100% | 100% | 100% | 100% | 100% | 2539.777 |  | 12 | 0.96167 |  | 30% | 70% | 0% | 0% | 0.96167 | 0% | 100% | 0% | 0% | 36000 |  | 10.5 |  | 8.2
heat pump 11.0 heating | 750 | 9.94 | 0 | 0% | 0% | 0% | 100% | 100% | 100% | 100% | 100% | 100% | 2951.3614 |  | 12 | 1.1175 |  | 30% | 70% | 0% | 0% | 1.1175 | 0% | 100% | 0% | 0% | 36000 |  | 11 |  | 8.2
Pool Pumps | ??? |  | ?? | [9 empty] | Mass TRM??
ECM Circulator Pumps | ??? |  | ?? | [9 empty] | Mass TRM?? | [14 empty] | Efficient | Efficient | Baseline | Baseline
Geothermal | ??? |  | ?? | [9 empty] | ?????
DHP Cooling (per ton) | (total incentive for heating and cooling) | [25 empty] | Size | SEER | HSPF | SEER | HSPF
15 SEER (per ton) | 250 | 9.875 | 0 | 0% | 0% | 0% | 100% | 100% | 100% | 100% | 100% | 100% | 47.3846 |  | 12 | 0.12308 |  | 0% | 0% | 70% | 30% | 0.12308 | 85% | 0% | 85% | 85% | 12000 | 15 |  | 13
16 SEER | 250 | 9.875 | 0 | 0% | 0% | 0% | 100% | 100% | 100% | 100% | 100% | 100% | 66.6346 |  | 12 | 0.17308 |  | 0% | 0% | 70% | 30% | 0.17308 | 85% | 0% | 85% | 85% | 12000 | 16 |  | 13
17 SEER | 250 | 9.875 | 0 | 0% | 0% | 0% | 100% | 100% | 100% | 100% | 100% | 100% | 83.6199 |  | 12 | 0.21719 |  | 0% | 0% | 70% | 30% | 0.21719 | 85% | 0% | 85% | 85% | 12000 | 17 |  | 13
18 SEER | 500 | 11.75 | 0 | 0% | 0% | 0% | 100% | 100% | 100% | 100% | 100% | 100% | 98.7179 |  | 12 | 0.25641 |  | 0% | 0% | 70% | 30% | 0.25641 | 85% | 0% | 85% | 85% | 12000 | 18 |  | 13
20 SEER | 500 | 11.75 | 0 | 0% | 0% | 0% | 100% | 100% | 100% | 100% | 100% | 100% | 124.3846 |  | 12 | 0.32308 |  | 0% | 0% | 70% | 30% | 0.32308 | 85% | 0% | 85% | 85% | 12000 | 20 |  | 13
22 SEER | 500 | 11.75 | 0 | 0% | 0% | 0% | 100% | 100% | 100% | 100% | 100% | 100% | 145.3846 |  | 12 | 0.37762 |  | 0% | 0% | 70% | 30% | 0.37762 | 85% | 0% | 85% | 85% | 12000 | 22 |  | 13
24 SEER | 500 | 11.75 | 0 | 0% | 0% | 0% | 100% | 100% | 100% | 100% | 100% | 100% | 162.8846 |  | 12 | 0.42308 |  | 0% | 0% | 70% | 30% | 0.42308 | 85% | 0% | 85% | 85% | 12000 | 24 |  | 13
26 SEER | 500 | 11.75 | 0 | 0% | 0% | 0% | 100% | 100% | 100% | 100% | 100% | 100% | 177.6923 |  | 12 | 0.46154 |  | 0% | 0% | 70% | 30% | 0.46154 | 85% | 0% | 85% | 85% | 12000 | 26 |  | 13
DHP heating per ton | (total incentive for heating and cooling)
8.5 HSPF | 250 | 9.875 | 0 | 0% | 0% | 0% | 100% | 100% | 100% | 100% | 100% | 100% | 136.4075 |  | 12 | 0.05165 |  | 30% | 70% | 0% | 0% | 0.05165 | 0% | 100% | 0% | 0% | 12000 |  | 8.5 |  | 8.2
9 HSPF | 250 | 9.875 | 0 | 0% | 0% | 0% | 100% | 100% | 100% | 100% | 100% | 100% | 343.5447 |  | 12 | 0.13008 |  | 30% | 70% | 0% | 0% | 0.13008 | 0% | 100% | 0% | 0% | 12000 |  | 9 |  | 8.2
9.5 HSPF | 250 | 9.875 | 0 | 0% | 0% | 0% | 100% | 100% | 100% | 100% | 100% | 100% | 528.878 |  | 12 | 0.20026 |  | 30% | 70% | 0% | 0% | 0.20026 | 0% | 100% | 0% | 0% | 12000 |  | 9.5 |  | 8.2
10 HSPF | 500 | 11.75 | 0 | 0% | 0% | 0% | 100% | 100% | 100% | 100% | 100% | 100% | 695.678 |  | 12 | 0.26341 |  | 30% | 70% | 0% | 0% | 0.26341 | 0% | 100% | 0% | 0% | 12000 |  | 10 |  | 8.2
10.5 HSPF | 500 | 11.75 | 0 | 0% | 0% | 0% | 100% | 100% | 100% | 100% | 100% | 100% | 846.5923 |  | 12 | 0.32056 |  | 30% | 70% | 0% | 0% | 0.32056 | 0% | 100% | 0% | 0% | 12000 |  | 10.5 |  | 8.2
11 HSPF | 500 | 11.75 | 0 | 0% | 0% | 0% | 100% | 100% | 100% | 100% | 100% | 100% | 983.7871 |  | 12 | 0.37251 |  | 30% | 70% | 0% | 0% | 0.37251 | 0% | 100% | 0% | 0% | 12000 |  | 11 |  | 8.2
11.5 HSPF | 500 | 11.75 | 0 | 0% | 0% | 0% | 100% | 100% | 100% | 100% | 100% | 100% | 1109.052 |  | 12 | 0.41994 |  | 30% | 70% | 0% | 0% | 0.41994 | 0% | 100% | 0% | 0% | 12000 |  | 11.5 |  | 8.2
12 HSPF | 500 | 11.75 | 0 | 0% | 0% | 0% | 100% | 100% | 100% | 100% | 100% | 100% | 1223.878 |  | 12 | 0.46341 |  | 30% | 70% | 0% | 0% | 0.46341 | 0% | 100% | 0% | 0% | 12000 |  | 12 |  | 8.2
WIFI T Stats
Heat Pumps (heating including DHPs) | 100 | 4.75 | 0 | 0% | 0% | 0% | 100% | 100% | 100% | 100% | 100% | 100% | 171.0853 |  | 12 | 0.06478 |  | 30% | 70% | 0% | 0% | 0.06478 | 0% | 100% | 0% | 0%
Cooling (CAC and heat pumps including DHPs) | 100 | 4.75 | 0 | 0% | 0% | 0% | 100% | 100% | 100% | 100% | 100% | 100% | 20.6478 |  | 12 | 0.053631 |  | 0% | 0% | 70% | 30% | 0.053631 | 85% | 0% | 85% | 85%
Heating (oil) | 100 | 4.75 | 0 | 0% | 0% | 0% | 100% | 100% | 100% | 100% | 100% | 100% | 6.6 MMBtu (per Tom) |  | 12
Heating (propane) | 100 | 4.75 | 0 | 0% | 0% | 0% | 100% | 100% | 100% | 100% | 100% | 100% | 6.6 MMBtu (per Tom) |  | 12
Heating (kerosene) | 100 | 4.75 | 0 | 0% | 0% | 0% | 100% | 100% | 100% | 100% | 100% | 100% | 6.6 MMBtu (per Tom) |  | 12
Heating (natural Gas) | 100 | 4.75 | 0 | 0% | 0% | 0% | 100% | 100% | 100% | 100% | 100% | 100% | 6.6 MMBtu (per Tom) |  | 12
Note on L3: Author: 171 hours from RLW Eval for NEEP?? EPA uses 385 hours for Concord, NH TRB/Jack Schelling, 7-23-2014
Note on L10: Author: Per Energy Star HP Calculator on 8-9-2012, TRB. Size: 3 ton (36,000 BTUs) Standard: 13.0 SEER Energy Star: 15 SEER Annual Hours: 385 for NH Cooling 2,641 for Heating http://www.energystar.gov/index.cfm?fuseaction=find_a_product.showProductGroup&pgw_code=EP
Note on L11: Author: Per Energy Star HP Calculator on 8-9-2012, TRB. Size: 3 ton (36,000 BTUs) Standard: 13.0 SEER Energy Star: 15 SEER Annual Hours: 385 for NH Cooling 2,641 for Heating http://www.energystar.gov/index.cfm?fuseaction=find_a_product.showProductGroup&pgw_code=EP
Note on P48: Stephen P Waite: Compare assumptions to ES Appliances.
Note on P82: Stephen P Waite: Updated for 2012 KEMA Impact Evaluation.
Note on D88: Author: from Kate Peters spreadsheet. Estimated based on incentives for fixtures. Note that in some cases, the customer cost was less than zero….assumed zero in those cases.
Note on D89: Author: from Kate Peters spreadsheet. Estimated based on incentives for fixtures. Note that in some cases, the customer cost was less than zero….assumed zero in those cases.
Note on D90: Author: from Kate Peters spreadsheet. Estimated based on incentives for fixtures. Note that in some cases, the customer cost was less than zero….assumed zero in those cases.
Note on D91: Author: from Kate Peters spreadsheet. Estimated based on incentives for fixtures. Note that in some cases, the customer cost was less than zero….assumed zero in those cases.
Note on D92: Author: from Kate Peters spreadsheet. Estimated based on incentives for fixtures. Note that in some cases, the customer cost was less than zero….assumed zero in those cases.
Note on D93: Author: from Kate Peters spreadsheet. Estimated based on incentives for fixtures. Note that in some cases, the customer cost was less than zero….assumed zero in those cases.
Note on D94: Author: from Kate Peters spreadsheet. Estimated based on incentives for fixtures. Note that in some cases, the customer cost was less than zero….assumed zero in those cases.
Note on D95: Author: from Kate Peters spreadsheet. Estimated based on incentives for fixtures. Note that in some cases, the customer cost was less than zero….assumed zero in those cases.
Note on D96: Author: from Kate Peters spreadsheet. Estimated based on incentives for fixtures. Note that in some cases, the customer cost was less than zero….assumed zero in those cases.
Note on D97: Author: from Kate Peters spreadsheet. Estimated based on incentives for fixtures. Note that in some cases, the customer cost was less than zero….assumed zero in those cases.
Note on D98: Author: from Kate Peters spreadsheet. Estimated based on incentives for fixtures. Note that in some cases, the customer cost was less than zero….assumed zero in those cases.
Note on D99: Author: from Kate Peters spreadsheet. Estimated based on incentives for fixtures. Note that in some cases, the customer cost was less than zero….assumed zero in those cases.
Note on D100: Author: from Kate Peters spreadsheet. Estimated based on incentives for fixtures. Note that in some cases, the customer cost was less than zero….assumed zero in those cases.
Note on D101: Author: from Kate Peters spreadsheet. Estimated based on incentives for fixtures. Note that in some cases, the customer cost was less than zero….assumed zero in those cases.
Note on D102: Author: from Kate Peters spreadsheet. Estimated based on incentives for fixtures. Note that in some cases, the customer cost was less than zero….assumed zero in those cases.
Note on D103: Author: from Kate Peters spreadsheet. Estimated based on incentives for fixtures. Note that in some cases, the customer cost was less than zero….assumed zero in those cases.
Note on D104: Author: from Kate Peters spreadsheet. Estimated based on incentives for fixtures. Note that in some cases, the customer cost was less than zero….assumed zero in those cases.
Note on N106: Author: Energy Star calculator, 8.3/2014 100-33 Watts, 16 hrs/day, 365 days/yr. Standby kWh = 2.9-1.8 A kWh
Note on B107: Author: Per Unit Cost by JACO. P/u and Recycling: $93.50 Customer Incentive: $30.00 Marketing by Jaco: $20.00 Jaco Admininstration: $5.00 $148.50 $123.50
Note on N107: Author: For 2016, used Table ES-1 a. http://ma-eeac.org/wordpress/wp-content/uploads/Impact-Evaluation-Final-Report.pdf b. Using Ref=755 (was 835) and Freezer=658 (was 663) For 2015... Was 413 until MA Eval. (NMR Group, 2011, MA Turnin APpliance Pgm Eval,per Mary DOwnes) 1. ESAPP: 2nd ref/freezer pickup Common Assumptions revision: > Ref pick-up 835 kwh, (assume 50% replace it) Freezer pick-up 663 kwh, > Ref kW = 0.100 (835/8760), Freezer kW = 0.08 (663/8760), > Summer CF = 1.00, Winter CF = 0.92 (PSNH has refrigeration loadshape as 89.9% and will continue to use this number) > Lisa Glover, 9-5-2012:
Note on B108: Author: Per Unit Cost by JACO. P/u and Recycling: $93.50 Customer Incentive: $30.00 Marketing by Jaco: $20.00 Jaco Admininstration: $5.00 $148.50 $123.50
Note on N108: Author: For 2016, used Table ES-1 a. http://ma-eeac.org/wordpress/wp-content/uploads/Impact-Evaluation-Final-Report.pdf b. Using Ref=755 (was 835) and Freezer=658 (was 663) For 2015, used Was 450 until MA Eval. 1. ESAPP: 2nd ref/freezer pickup Common Assumptions revision: > Ref pick-up 835 kwh, Freezer pick-up 663 kwh, > Ref kW = 0.100 (835/8760), Freezer kW = 0.08 (663/8760), > Summer CF = 1.00, Winter CF = 0.92 (PSNH has refrigeration loadshape as 89.9% and will continue to use this number) > Lisa Glover, 9-5-2012:
Note on N110: Author: See Lisa…MA TRM, 2013-2015 PLan, Page 116 See...http://www.efficientproducts.org/reports/smartplugstrip/Ecos-Smart-Plug-Strips-DRAFT-Jul2009-v2x.pdf see page 26. Page 26 says 79.0 A kWh savings for Home Entertainment System Page 37 says 38.4 A kWH savings for home Office Home Entertainment System Master/Control: LCD TV = 76.7 - 76.7 = 0.0 A kWh Savings Uncontrolled: HD-DVR = 307.0-307.0 = 0.0 A kWH Savings Controlled Outlet: Audio Receiver = 142.9-61.9 = 81.0 A kWh Savings Controlled Outlet: DVD Player = 13.2-6.4 = 6.8 A kWh Savings Total Savings = 87.8 - 8.8 SSkWh = 79 A kWh Savings SmartStrip Uses = 8.8 kWh Home Office Master/Control: Desktop COmputer = 255.2 - 255.2 = 0.0 A kWh Savings Uncontrolled: Modem = 60.4 - 60.4 = 0.0 A kWH Savings Controlled Outlet: LCD Monitor = 69.6-63.5 = 6.1 A kWh Savings Controlled Outlet: Speakers = 21.7-9.4 = 12.3 A kWh Savings Controlled Outlet: Multifunction device = 54.7-22.0=28.8 A kWh Savings Total Savings = 47.2 - 8.8 SSkWh = 38.4 A kWh Savings SmartStrip Uses = 8.8 kWh TRB 8-2-2014
Note on N114: Author: mass TRM
Note on S114: Author: from the mass screening model.
Note on A115: Author: based on the mass TRM
Note on N117: Author: Mass TRM
Note on Q117: Author: mass TRM
Note on N118: Author: used ratio from CT PSD with 75% factor
Note on D122: Author: from the 2016 PSNH screening model
Note on B129: Author: this incentive is the total incentive. It should be spread between cooling and heating.
I put this in here on a temporary basis. Note that (per our phone call on 7/28/16) I will be providing documentation and formulas for all deemed/formula savings measures on the input sheet.

## RFP (hidden)
| Row Labels | Sum of Rebate/Incentive Amount | Sum of Total Project Cost | Sum of Total AkWh Savings | Sum of Total LkWh Savings | Sum of Summer KW Demand Savings | Sum of Winter KW Demand Savings | Sum of Max kW | Sum of Hours | Cost per kwh | Cost per lifetime kwh | cost per kw
| 2013 | 384689 | 1044700.92 | 2673038 | 32587588 | 264.75 | 264.75 | 264.75 | #DIV/0! | 0.14391 | 0.011805 | 1453.0274
1 | Anheuser-Busch Inc | 82476 | 244661.51 | 1171689 | 15231957 | 130.23 | 130.23 | 130.23 | 32576.4762 | 0.070391 | 0.0054147 | 633.3103
| Lighting | 5114 | 16172.03 | 63291 | 822783 | 7.23 | 7.23 | 7.23 | 8753.9419 | 0.080801 | 0.0062155 | 707.3306
| Process | 77362 | 228489.48 | 1108398 | 14409174 | 123 | 123 | 123 | 23822.5343 | 0.069796 | 0.0053689 | 628.9593
1 | General Electric-Hooksett Plant #1 | 51994 | 147435 | 576244 | 7387860 | 49 | 49 | 49 | #DIV/0! | 0.090229 | 0.0070378 | 1061.102
| Cooling | 33736 | 94117 | 404786 | 5262218 | 32.2 | 32.2 | 32.2 | #DIV/0! | 0.083343 | 0.006411 | 1047.7019
| LightingOS Only | 2014 | 9653 | 25828 | 232452 | 0 | 0 | 0 | #DIV/0! | 0.077977 | 0.0086642 | #DIV/0!
| Process | 16244 | 43665 | 145630 | 1893190 | 16.8 | 16.8 | 16.8 | 15932.4493 | 0.11154 | 0.0085802 | 966.9048
1 | Smiths Medical ASD, Inc. | 250219 | 652604.41 | 925105 | 9967771 | 85.52 | 85.52 | 85.52 | 36123.235 | 0.27048 | 0.025103 | 2925.8536
| Lighting | 0 | 0 | 10950 | 142350 | 1.25 | 1.25 | 1.25 | 8760 | 0 | 0 | 0
| Park Lot Lights | 10483 | 26674 | 37675 | 489775 | 8.67 | 8.67 | 8.67 | 4345.4441 | 0.27825 | 0.021404 | 1209.1119
| Process | 239736 | 625930.41 | 876480 | 9335646 | 75.6 | 75.6 | 75.6 | 23017.791 | 0.27352 | 0.02568 | 3171.1111
| 2014 | 265073 | 784528 | 2968970 | 43325524 | 121.04 | 121.04 | 121.04 | #DIV/0! | 0.089281 | 0.0061182 | 2189.962
1 | Anheuser-Busch Inc | 100707 | 413918 | 1960348 | 29307976 | 41.5 | 41.5 | 41.5 | #DIV/0! | 0.051372 | 0.0034362 | 2426.6747
| Park Lot Lights | 17507 | 44261 | 48622 | 632086 | 8.3 | 8.3 | 8.3 | 5858.0723 | 0.36006 | 0.027697 | 2109.2771
| Process | 83200 | 369657 | 1911726 | 28675890 | 33.2 | 33.2 | 33.2 | #DIV/0! | 0.043521 | 0.0029014 | 2506.0241
1 | City of Manch-Municipal Complex | 64317 | 163960 | 452731 | 6790965 | 12.6 | 12.6 | 12.6 | #DIV/0! | 0.14206 | 0.009471 | 5104.5238
| Process | 64317 | 163960 | 452731 | 6790965 | 12.6 | 12.6 | 12.6 | #DIV/0! | 0.14206 | 0.009471 | 5104.5238
1 | Erie Scientific acct #2 | 16015 | 32030 | 70029 | 910377 | 7.9 | 7.9 | 7.9 | #DIV/0! | 0.22869 | 0.017592 | 2027.2152
| Park Lot Lights | 11801 | 23602 | 37224 | 483912 | 0 | 0 | 0 | #DIV/0! | 0.31703 | 0.024387 | #DIV/0!
| Process | 4214 | 8428 | 32805 | 426465 | 7.9 | 7.9 | 7.9 | 4152.5316 | 0.12846 | 0.0098812 | 533.4177
1 | Monadnock Paper Mills, Inc | 84034 | 174620 | 485862 | 6316206 | 59.04 | 59.04 | 59.04 | 15683.6551 | 0.17296 | 0.013305 | 1423.3401
| Lighting | 26385 | 52769 | 118570 | 1541410 | 17.14 | 17.14 | 17.14 | 6917.7363 | 0.22253 | 0.017117 | 1539.3816
| Process | 57649 | 121851 | 367292 | 4774796 | 41.9 | 41.9 | 41.9 | 8765.9189 | 0.15696 | 0.012074 | 1375.8711
| 2015 | 463934 | 1236380.5 | 2169714 | 28892742 | 276.39 | 210.67 | 367.27 | 102454.6961 | 0.21382 | 0.016057 | 1678.5484
1 | Anheuser-Busch Inc | 117115 | 310993 | 933044 | 12275730 | 116.6 | 97.6 | 137.9 | 28766.7801 | 0.12552 | 0.0095404 | 1004.4168
| Lighting-LED | 83939 | 219652 | 407163 | 5293119 | 32.5 | 32.5 | 32.5 | 12528.0923 | 0.20616 | 0.015858 | 2582.7385
| Process | 33176 | 91341 | 525881 | 6982611 | 84.1 | 65.1 | 105.4 | 16238.6877 | 0.063087 | 0.0047512 | 394.4828
1 | Cheshire Medical Center | 144428 | 375411.19 | 725292 | 8156217 | 89.77 | 73.05 | 159.35 | 25773.5746 | 0.19913 | 0.017708 | 1608.8671
| Cooling | 51753 | 131160 | 458242 | 4684567 | 81.5 | 18.9 | 102.2 | 6893.8873 | 0.11294 | 0.011048 | 635.0061
| Lighting-LED | 47602 | 131568.19 | 19033 | 247429 | 2.17 | 2.17 | 2.17 | 8770.9677 | 2.501 | 0.19239 | 21936.4055
| Park Lot Lights | 0 | 0 | 212926 | 2768038 | 0 | 48.88 | 48.88 | 4356.0966 | 0 | 0 | #DIV/0!
| Process | 45073 | 112683 | 35091 | 456183 | 6.1 | 3.1 | 6.1 | 5752.623 | 1.2845 | 0.098805 | 7389.0164
1 | City of Manch-Beech St Elem & JFK Coliseum | 9575 | 19149.85 | 71092 | 782012 | 19.4 | 19.4 | 19.4 | 3664.5361 | 0.13468 | 0.012244 | 493.5567
| Process | 9575 | 19149.85 | 71092 | 782012 | 19.4 | 19.4 | 19.4 | 3664.5361 | 0.13468 | 0.012244 | 493.5567
1 | City of Manch-MST (School of Technology) | 25024 | 73335 | 54504 | 1090080 | 6.22 | 6.22 | 6.22 | 8762.701 | 0.45912 | 0.022956 | 4023.1511
| Process | 25024 | 73335 | 54504 | 1090080 | 6.22 | 6.22 | 6.22 | 8762.701 | 0.45912 | 0.022956 | 4023.1511
1 | Southern NH Medical Center-8 Prospect St (Main Ho | 167792 | 457491.46 | 385782 | 6588703 | 44.4 | 14.4 | 44.4 | 35487.1044 | 0.43494 | 0.025467 | 3779.0991
| Cooling | 147563 | 398820 | 263355 | 4997152 | 30 | 0 | 30 | 18286.8077 | 0.56032 | 0.029529 | 4918.7667
| Heating | 18574 | 54254.46 | 110216 | 1432808 | 13 | 13 | 13 | 8478.1538 | 0.16852 | 0.012963 | 1428.7692
| Lighting-LED | 1655 | 4417 | 12211 | 158743 | 1.4 | 1.4 | 1.4 | 8722.1429 | 0.13553 | 0.010426 | 1182.1429
26 | Grand Total | 1113696 | 3065609.42 | 7811722 | 104805854 | 662.18 | 596.46 | 753.06 | #DIV/0! | 0.14257 | 0.010626 | 1681.8629
#REF!
|  | Project Multiplier | # of Projects | Cost Adjstment | Incentive | Cost | Savings Multiplier | Annual kWh | Lifetime kWh | Summer kW | Winter kW | Max kW | Cost per kwh | Cost per lifetime kwh | Cost per kW | Measure Life | Summer Factor | Winter Factor
| Lighting | 30.88% | 1.2351 | 105% | 8797.1625 | 20630.9329 | 100% | 54659.75 | 684748.75 | 6.405 | 6.405 | 6.405 | 0.16094 | 0.012847 | 1373.4836 | 12.5275 | 100% | 100%
| Park Lot Lights | 30.88% | 1.2351 | 105% | 10445.1375 | 24815.9625 | 100% | 84111.75 | 1093452.75 | 4.2425 | 16.4625 | 16.4625 | 0.12418 | 0.0095524 | 2462.0242 | 13 | 25.77% | 100%
| LED Lighting | 30.88% | 0.92634 | 105% | 46618.6 | 124473.0165 | 100% | 146135.6667 | 1899763.6667 | 12.0233 | 12.0233 | 12.0233 | 0.31901 | 0.024539 | 3877.3441 | 13 | 100% | 100%
| Cooling | 30.88% | 0.92634 | 105% | 81568.2 | 218433.95 | 100% | 375461 | 4981312.3333 | 47.9 | 17.0333 | 54.8 | 0.21725 | 0.016375 | 1702.8852 | 13.2672 | 87.41% | 31.08%
| Heating | 30.88% | 0.30878 | 105% | 19502.7 | 56967.183 | 100% | 110216 | 1432808 | 13 | 13 | 13 | 0.17695 | 0.013612 | 1500.2077 | 13 | 100% | 100%
| Process | 30.88% | 3.3966 | 105% | 62577.1364 | 177401.2934 | 100% | 507420.9091 | 6874273.8182 | 38.8018 | 36.8018 | 40.7382 | 0.12332 | 0.0091031 | 1612.7372 | 13.5475 | 95.25% | 90.34%
|  |  | 8.0282 |  | 361080 | 993924.9574 |  | 2412094.144 | 32361825.8161 | 204.4671 | 184.1742 | 232.529 | 0.1497 | 0.011158 | 1765.9561
44976.1846
361029.052
Instructions:
1) Update the savings multipliers. These will adjust the kWh and kW savings. If needed, adjust the formulas if kWh adjustment is needed but not kW (or vice-versa), and leave a comment in the cell as documentation.
2) Update the cost adjustment. This impacts the project cost but will not change the savings. If needed, adjust the formulas so that the cost multiplier will only impact the incentive cost OR the total cost (currently set up to change both).
3) Adjust the project multipliers to change the number of projects. It may be useful to use the "goal seek" function to get the total incentive to meet the incentive budget.

## C&I Retrofit (hidden)
Incentive Year | 2015
Row Labels | Count of Customer Name | Sum of Rebate/Incentive Amount | Sum of Total Project Cost | Sum of Total AkWh Savings | Sum of Total LkWh Savings | Sum of Summer KW Demand Savings | Sum of Winter KW Demand Savings | Sum of Max kW | Cost per kwh | Cost per lifetime kwh | Cost per kW
Cooling | 4 | 7460 | 17301.87 | 66305 | 866443 | 5.552 | 18.818 | 18.818 | 0.11251 | 0.0086099 | 1343.6599
Heating | 5 | 46783.8 | 126864 | 318278 | 4137614 | 34.79 | 24.99 | 36.59 | 0.14699 | 0.011307 | 1344.7485
Lighting | 8 | 88110 | 872461.74 | 745479 | 9691227 | 169.157 | 169.157 | 169.157 | 0.11819 | 0.0090917 | 520.8771
Lighting-LED | 58 | 531189.68 | 1876267.69 | 4027678 | 52359814 | 890.63 | 908.43 | 909.83 | 0.13188 | 0.010145 | 596.4202
LightingOS Only | 7 | 22810 | 65553.1 | 136161.65 | 1225454.85 | 0 | 0 | 0 | 0.16752 | 0.018613
Park Lot Lights | 31 | 222554.88 | 1180977.65 | 1666813 | 21588825 | 313.13 | 343.13 | 343.13 | 0.13352 | 0.010309 | 710.7428
Process | 40 | 995029.16 | 2896565.16 | 6115159.67 | 79599243.71 | 701.085 | 753.09 | 759.925 | 0.16272 | 0.0125 | 1419.2704
Grand Total | 153 | 1913937.52 | 7035991.21 | 13075874.32 | 169468621.56 | 2114.344 | 2217.615 | 2237.45 | 0.14637 | 0.011294 | 905.2158
|  | Project Multiplier | # of Projects | Cost Adjstment | Incentive | Cost | Savings Multiplier | Annual kWh | Lifetime kWh | Summer kW | Winter kW | Max kW | Cost per kwh | Cost per lifetime kwh | Cost per kW | Measure Life | Summer Co-incidence | Winter Co-incidence
| Cooling | 101.1% | 4.042 | 105% | 1958.25 | 4541.7409 | 100% | 16576.25 | 216610.75 | 1.388 | 4.7045 | 4.7045 | 0.11814 | 0.0090404 | 1410.8429 | 13.0675 | 29.5% | 100%
| Heating | 101.1% | 5.0525 | 105% | 9824.598 | 26641.44 | 100% | 63655.6 | 827522.8 | 6.958 | 4.998 | 7.318 | 0.15434 | 0.011872 | 1411.9859 | 13 | 95.08% | 68.3%
| Lighting | 101.1% | 8.084 | 105% | 11564.4375 | 114510.6034 | 100% | 93184.875 | 1211403.375 | 21.1446 | 21.1446 | 21.1446 | 0.1241 | 0.0095463 | 546.9209 | 13 | 100% | 100%
| Lighting LED | 101.1% | 58.609 | 105% | 9616.3649 | 33966.9151 | 100% | 69442.7241 | 902755.4138 | 15.3557 | 15.6626 | 15.6867 | 0.13848 | 0.010652 | 626.2412 | 13 | 97.89% | 99.85%
| Lighting OS Only | 101.1% | 7.0735 | 105% | 3421.5 | 9832.965 | 100% | 19451.6643 | 175064.9786 | 0 | 0 | 0 | 0.1759 | 0.019544 | #DIV/0! | 9 | 0% | 0%
| Parking Lot Lights | 101.1% | 31.3255 | 105% | 7538.1492 | 40000.8559 | 100% | 53768.1613 | 696413.7097 | 10.101 | 11.0687 | 11.0687 | 0.1402 | 0.010824 | 746.2799 | 12.9522 | 91.26% | 100%
| Process | 101.1% | 40.42 | 105% | 26119.5154 | 76034.8354 | 100% | 152878.9917 | 1989981.0928 | 17.5271 | 18.8272 | 18.9981 | 0.17085 | 0.013126 | 1490.2339 | 13.0167 | 92.26% | 99.1%
|  |  | 154.6066 |  | 2030737 | 7465367.8777 |  | 13213180.3883 | 171248163.7585 | 2136.5461 | 2240.9015 | 2260.9448 | 0.15369 | 0.011858 | 950.4766
2030736.6078
Instructions:
1) Update the savings multipliers. These will adjust the kWh and kW savings. If needed, adjust the formulas if kWh adjustment is needed but not kW (or vice-versa), and leave a comment in the cell as documentation.
2) Update the cost adjustment. This impacts the project cost but will not change the savings. If needed, adjust the formulas so that the cost multiplier will only impact the incentive cost OR the total cost (currently set up to change both).
3) Adjust the project multipliers to change the number of projects. It may be useful to use the "goal seek" function to get the total incentive to meet the incentive budget.

## Muni (hidden)
Row Labels | Count of Project Number | Sum of Rebate/Incentive Amount | Sum of Total Project Cost | Sum of Total AkWh Savings | Sum of Total LkWh Savings | Sum of Summer KW Demand Savings | Sum of Winter KW Demand Savings | Sum of Max kW | Cost per kwh | Cost per lifetime kwh | Cost per kW
Cooling | 7 | 25712.3 | 39425 | 45587 | 661305 | 16.164 | 7.584 | 16.164 | 0.56403 | 0.038881 | 1590.7139
Heating | 30 | 286937.16 | 935245.18 | 75572 | 933335 | 0 | 0 | 0 | 3.7969 | 0.30743
HVAC DHPMS | 2 | 675 | 900 | 396.377 | 4886.124 | 0.25138 | 0 | 0.25138 | 1.7029 | 0.13815 | 2685.2312
Lighting | 13 | 219784.55 | 1133493.46 | 1121174.3 | 14583237.9 | 387.152 | 414.996 | 414.996 | 0.19603 | 0.015071 | 567.6958
Lighting-LED | 12 | 77472.31 | 398498.5 | 365570 | 4758284 | 102.16 | 137.51 | 137.51 | 0.21192 | 0.016282
LightingOS Only | 7 | 20575.5 | 90584.02 | 170630 | 1535670 | 0 | 0 | 0 | 0.12059 | 0.013398
Park Lot Lights | 18 | 294618.69 | 852750.58 | 1571313 | 21718377 | 355.62 | 361.85 | 361.85 | 0.1875 | 0.013565 | 828.4649
Process | 9 | 372175.51 | 3133998.68 | 3364355 | 44535622 | 501.11 | 448.81 | 501.11 | 0.11062 | 0.0083568 | 742.7022
Grand Total | 98 | 1297951.02 | 6584895.42 | 6714597.677 | 88730717.024 | 1362.4574 | 1370.75 | 1431.8814 | 0.1933 | 0.014628 | 952.6544
|  | Project Multiplier | # of Projects | Cost Adjstment | Incentive | Cost | Savings Multiplier | Annual kWh | Lifetime kWh | Summer kW | Winter kW | Max kW | Cost per kwh | Cost per lifetime kwh | Cost per kW | Measure Life | Summer Co-incidence | Winter Co-incidence
| Cooling | 102.8% | 7.1927 | 105% | 3856.845 | 5913.75 | 100% | 6512.4286 | 94472.1429 | 2.3091 | 1.0834 | 2.3091 | 0.59223 | 0.040825 | 1670.2496 | 14.5064 | 100% | 46.92%
| Heating | 102.8% | 30.8261 | 105% | 10042.8006 | 32733.5813 | 100% | 2519.0667 | 31111.1667 | 0 | 0 | 0 | 3.9867 | 0.3228 | #DIV/0! | 12.3503 | 0% | 0%
| HVAC DHPMS | 102.8% | 2.0551 | 105% | 354.375 | 472.5 | 100% | 198.1885 | 2443.062 | 0.12569 | 0 | 0.12569 | 1.7881 | 0.14505 | 2819.4928 | 12.327 | 100% | 0%
| Lighting | 102.8% | 13.358 | 105% | 17751.829 | 91551.3948 | 100% | 86244.1769 | 1121787.5308 | 29.7809 | 31.9228 | 31.9228 | 0.20583 | 0.015825 | 596.0806 | 13.0071 | 93.29% | 100%
| Lighting-LED | 102.8% | 12.3304 | 105% | 6778.8271 | 34868.6188 | 100% | 30464.1667 | 396523.6667 | 8.5133 | 11.4592 | 11.4592 | 0.22252 | 0.017096 | 796.26 | 13.0161 | 74.29% | 100%
| LightingOS Only | 102.8% | 7.1927 | 105% | 3086.325 | 13587.603 | 100% | 24375.7143 | 219381.4286 | 0 | 0 | 0 | 0.12661 | 0.014068 | #DIV/0! | 9 | 0% | 0%
| Park Lot Lights | 102.8% | 18.4956 | 105% | 17186.0903 | 49743.7838 | 100% | 87295.1667 | 1206576.5 | 19.7567 | 20.1028 | 20.1028 | 0.19687 | 0.014244 | 869.8882 | 13.8218 | 98.28% | 100%
| Process | 102.8% | 9.2478 | 105% | 43420.4762 | 365633.1793 | 100% | 373817.2222 | 4948402.4444 | 55.6789 | 49.8678 | 55.6789 | 0.11615 | 0.0087746 | 779.8373 | 13.2375 | 100% | 89.56%
|  |  | 100.6985 |  | 1400375 | 7104523.038 |  | 6899486.0632 | 91173942.9431 | 1399.973 | 1408.494 | 1471.3086 | 0.20297 | 0.015359 | 1000.2871
1400375.2264
Instructions:
1) Update the savings multipliers. These will adjust the kWh and kW savings. If needed, adjust the formulas if kWh adjustment is needed but not kW (or vice-versa), and leave a comment in the cell as documentation.
2) Update the cost adjustment. This impacts the project cost but will not change the savings. If needed, adjust the formulas so that the cost multiplier will only impact the incentive cost OR the total cost (currently set up to change both).
3) Adjust the project multipliers to change the number of projects. It may be useful to use the "goal seek" function to get the total incentive to meet the incentive budget.

## New Construction (CI) (hidden)
Incentive Year | 2015
Row Labels | Count of Project Number | Sum of Rebate/Incentive Amount | Sum of Total Project Cost | Sum of Total AkWh Savings | Sum of Total LkWh Savings | Sum of Summer KW Demand Savings | Sum of Winter KW Demand Savings | Sum of Max kW | Cost per kwh | Cost per lifetime kwh | Cost per kW
Cooling | 23 | 99609.7 | 132817.4 | 531007 | 7014035 | 186.683 | 94.921 | 222.815 | 0.18759 | 0.014201 | 533.5767
Heating | 9 | 231794.41 | 481192.78 | 2298496 | 34477440 | 25.009 | 70.661 | 70.661 | 0.10085 | 0.0067231 | 9268.4398
Lighting | 5 | 36290 | 48385 | 288021 | 4320315 | 61.73 | 61.73 | 61.73 | 0.126 | 0.0083999 | 587.8827
Lighting-LED | 22 | 263145 | 350860 | 1476161.55 | 22140047.25 | 287.501 | 287.501 | 287.501 | 0.17826 | 0.011885 | 915.2838
LightingOS Only | 6 | 1900 | 2533 | 169466 | 1694660 | 0 | 0 | 0 | 0.011212 | 0.0011212
Park Lot Lights | 6 | 113830 | 151772.67 | 574122 | 8611830 | 132.2 | 132.2 | 132.2 | 0.19827 | 0.013218 | 861.0439
Process | 27 | 851694.61 | 2270205.25 | 3996994.95 | 58221389.25 | 472.52 | 654.53 | 681.18 | 0.21308 | 0.014629 | 1802.452
Grand Total | 98 | 1598263.72 | 3437766.1 | 9334268.5 | 136479716.5 | 1165.643 | 1301.543 | 1456.087 | 0.17123 | 0.011711 | 1371.1434
|  | Project Multiplier | # of Projects | Cost Adjstment | Incentive | Project Cost | Savings Multiplier | Annual kWh | Lifetime kWh | Summer kW | Winter kW | Max kW | Cost per kwh | Cost per lifetime kwh | Cost per kW | Measure Life | Summer Co-incidence | Winter Co-incidence
| Cooling | 104.6% | 24.0511 | 105% | 4547.3993 | 5798.4075 | 100% | 23087.2609 | 291630.1279 | 8.1167 | 4.127 | 9.6876 | 0.19697 | 0.015593 | 560.2555 | 12.6316 | 83.78% | 42.6%
| Heating | 104.6% | 9.4113 | 105% | 27042.6812 | 53685.6465 | 100% | 255388.4444 | 3663403.851 | 2.7788 | 7.8512 | 7.8512 | 0.10589 | 0.0073818 | 9731.8617 | 14.3444 | 35.39% | 100%
| Lighting | 104.6% | 5.2285 | 105% | 7620.9 | 9716.7792 | 100% | 57604.2 | 826299.9079 | 12.346 | 12.346 | 12.346 | 0.1323 | 0.0092229 | 617.2769 | 14.3444 | 100% | 100%
| Lighting-LED | 104.6% | 23.0054 | 105% | 12559.1932 | 16013.74 | 100% | 67098.2523 | 962383.4775 | 13.0682 | 13.0682 | 13.0682 | 0.18718 | 0.01305 | 961.048 | 14.3429 | 100% | 100%
| LightingOS Only | 104.6% | 6.2742 | 105% | 332.5 | 423.9021 | 100% | 28244.3333 | 270099.4028 | 0 | 0 | 0 | 0.011772 | 0.001231 | #DIV/0! | 9.563 | 0% | 0%
| Park Lot Lights | 104.6% | 6.2742 | 105% | 19920.25 | 25399.427 | 100% | 95687 | 1372576.2928 | 22.0333 | 22.0333 | 22.0333 | 0.20818 | 0.014513 | 904.0961 | 14.3444 | 100% | 100%
| Process | 104.6% | 28.2339 | 105% | 33121.4571 | 84427.3104 | 100% | 148036.85 | 2062106.5214 | 17.5007 | 24.2419 | 25.2289 | 0.22374 | 0.016062 | 1892.5746 | 13.9297 | 69.37% | 96.09%
|  |  | 102.4787 |  | 1754872 | 3609654.405 |  | 9760857.9719 | 136479716.5 | 1218.9146 | 1361.0254 | 1522.6323 | 0.17979 | 0.012858 | 1439.7006
1754871.6265
Instructions:
1) Update the savings multipliers. These will adjust the kWh and kW savings. If needed, adjust the formulas if kWh adjustment is needed but not kW (or vice-versa), and leave a comment in the cell as documentation.
2) Update the cost adjustment. This impacts the project cost but will not change the savings. If needed, adjust the formulas so that the cost multiplier will only impact the incentive cost OR the total cost (currently set up to change both).
3) Adjust the project multipliers to change the number of projects. It may be useful to use the "goal seek" function to get the total incentive to meet the incentive budget.

## HEA (hidden)
| ProgramYear | 2015
| Primary Fuel | (All)
| Row Labels | Count of DwellingType | Sum of Adjusted Annual KWH | Sum of Adjusted Lifetime KWH | Sum of Admin Costs | Sum of Rebate | Sum of WAP | Sum of Other CORE | Sum of AdminCosts + Rebate | Sum of Total Project Costs | Sum of CO Pay | Sum of Adjusted Propane Annual MMbtu | Sum of Adjusted Propane Lifetime MMbtu | Sum of Adjusted Kerosene Annual MMbtu | Sum of Adjusted Kerosene Lifetime MMbtu | Sum of Adjusted Oil Annual MMbtu | Sum of Adjusted Oil Lifetime MMbtu | Sum of Adjusted Gas Annual MMbtu | Sum of Adjusted Gas Lifetime MMbtu | Sum of Adjusted Wood Annual MMbtu | Sum of Adjusted Wood Lifetime MMbtu
35.25% | Multi-family | 208 | 174742 | 3432862 | 15496 | 211638.31 | 162284.5 | 270000 | 227134.31 | 659418.81 | 0 | [6 empty] | 419.9062 | 10339.8331
64.75% | Single family | 382 | 535814.4916 | 9760082.431 | 233890.25 | 1520031.22 | 1021920.83 | 0 | 1753921.47 | 2775842.3 | 0 | 758.6407 | 15255.4034 | 1714.8662 | 33602.6695 | 3627.6105 | 73941.7615 | 871.384 | 18905.5178 | 820.4146 | 17522.4955
| Grand Total | 590 | 710556.4916 | 13192944.431 | 249386.25 | 1731669.53 | 1184205.33 | 270000 | 1981055.78 | 3435261.11 | 0 | 758.6407 | 15255.4034 | 1714.8662 | 33602.6695 | 3627.6105 | 73941.7615 | 1291.2903 | 29245.3509 | 820.4146 | 17522.4955
|  | Multi-family | Single family
|  | Multi-Family (per Unit) | Single Family (per Unit) | Weighted Average
Costs
| Rebate | 1017.4919 | 3979.1393 | 2935.0331
| Admin Cost | 74.5 | 612.2781 | 422.6886
| Program Cost | 1091.9919 | 4591.4175 | 3357.7217 | rebate + admin
| Other CORE Costs | 1298.0769 | 0 | 457.6271 | ???
| WAP Costs | 780.2139 | 2675.1854 | 2007.1277
| Project Cost | 3170.2827 | 7266.6029 | 5822.4765 | Program + Other + WAP
| Customer Cost | 0 | 0 | 0
| TR Cost | 3095.7827 | 6654.3247
| Electric Savings |  |  |  |  | Incentive (SF) | TRC (SF) | Incentive (MF) | TRC (MF) | Measure Life (MF)
| Annual kWh | 840.1058 | 1402.6557 | 1204.333 | 18.2154 | 500 | 836.1513 | 500 | 1521.2813 | 19.6453
| Lifetime kWh | 16504.1442 | 25549.954 | 22360.9228
| Measure Life | 19.6453 | 18.2154 | 18.7195
| Other Fuels Savings (MMBtu) |  |  |  | Measure Life (SF)
m | Propane Annual Savings | 0 | 1.986 | 1.2858 | 20.1089 | 338.6944 | 566.3995 | 0 | 0
n | Propane Lifetime | 0 | 39.9356 | 25.8566
o | Kerosene Annual | 0 | 4.4892 | 2.9066 | 19.5949 | 765.6002 | 1280.3152 | 0 | 0
| Kerosense Lifetime | 0 | 87.9651 | 56.9537
q | Oil Annual | 0 | 9.4964 | 6.1485 | 20.383 | 1619.543 | 2708.3658 | 0 | 0
r | Oil Lifetime | 0 | 193.5648 | 125.325
| Gas Annual | 2.0188 | 2.2811 | 2.1886 | 21.696 | 389.0285 | 650.5733 | 517.4919 | 1574.5014 | 24.6241
t | Gas Lifetime | 49.7107 | 49.4909 | 49.5684
u | Wood Annual | 0 | 2.1477 | 1.3905 | 21.3581 | 366.2733 | 612.5197 | 0 | 0
v | Wood Lifetime | 0 | 45.8704 | 29.6991
| Total Annual | 2.0188 | 20.4003 | 13.92
| Total Lifetime | 49.7107 | 416.8268 | 287.4028
Total MMBtu Savings
| Annual | 4.8861 | 25.1876 | 18.0304
| Lifetime | 106.0394 | 504.0288 | 363.7207
| Cost per kWh | 0.066165 | 0.1797 | 0.15016
| Cost per MMBtu | 223.4912 | 182.289 | 186.2253
2.788
|  | 298482.0587 | 2143761.4386
| Units | 293.3508 | 538.75
| Incentive Budget | 2442243.4973
| SF | 87.78% | 2143761.4386
| MF | 12.22% | 298482.0587

## Lighting (hidden)
Budget |  |  |  |  | Total Savings
|  |  | Wxn |  | Total A kWh Savings | Life | Total L kWH Savings |  | Total A MMBTU Savings |  | Total L MMBTU Savings
INADM |  |  | 61312.9112 |  | 3791259.3191 | 7.942 | 30110137.2125 |  | #REF! | #REF! | #REF! | Markdowns
ADMEX |  |  | 0 |  | 272717.0921 | 7.9152 | 2158609.5125 |  | #REF! | #REF! | #REF! | Coupons
CIAUD (APT=$161,000 EFI=$750*12=$9,000) |  |  | 170000 |  | 130504.0729 | 7.9425 | 1036530.0015 |  |  |  |  | Catalog
REBTS |  |  | 338755.6965 |  | 0 |  | 0 |  |  |  |  | Other
INIMP |  |  | 84112.9628
NHMKT |  |  | 75000
EVAL |  |  | 102584.4795
|  |  | 831766.05 | 0
TOTAL Budget |  |  |  | 831766.05 | 4194480.484 | 7.9403 | 33305276.7265 |  | #REF! | #REF! | #REF! | Total
|  |  | Cost / Savings = |  | 0.1983 |  | 0.024974 |  | #REF! |  | #REF!
Project Adj | 5% | Expect pricing to go up approx 5% (our funding/project vs WAP will increase as well, but so will A MMBTU so this may be a wash)
kWh Adjustment | 0%
A MMBTU Adjustment | 0%
Summarized for BC Model | Qty | Incentive (w/ EFI Fee) | Incremental Cost | Annual kWH Savings (per Unit) | Measure Life | Install Rate | Incentive (Raw) | Proc Fee | Carry Chg | EFI Total Fees
Markdowns: LED Single Bulbs [Home Depot, Lowes] | 9828.6086 | 1.5337 | 1.96 | 24.6083 | 8 | 95% | 1.5 | 0.0225 | 0.75% | 331.7155
Markdowns: LED Multi-Packs (per bulb) [Home Depot, Lowes] | 88457.4777 | 1.5337 | 1.96 | 24.6083 | 8 | 95% | 1.5 | 0.0225 | 0.75% | 2985.4399
Markdowns: LED Globe/Candelabra [Home Depot, Lowes] | 29485.8259 | 1.5337 | 1.9 | 24.6083 | 8 | 95% | 1.5 | 0.0225 | 0.75% | 995.1466
Markdowns: LED Reflector [Home Depot, Lowes] | 22195.772 | 2.0375 | 2.63 | 24.6083 | 8 | 95% | 2 | 0.0225 | 0.75% | 832.3415
Markdowns: LED Interior Fixture [Home Depot, Lowes] | 8937.5268 | 5.06 | 10 | 24.6083 | 8 | 96.4% | 5 | 0.0225 | 0.75% | 536.2516
Markdowns: LED Exterior Fixture [Home Depot, Lowes] | 2979.1756 | 5.06 | 10 | 24.6083 | 5 | 100% | 5 | 0.0225 | 0.75% | 178.7505
Coupon: LED Single Bulbs | 311.3368 | 1.915 | 1.96 | 24.6083 | 8 | 95% | 1.5 | 0.4 | 1% | 129.2048
Coupon: LED Multi-Packs (per bulb) | 3962.4687 | 1.915 | 1.96 | 24.6083 | 8 | 95% | 1.5 | 0.4 | 1% | 1644.4245
Coupon: LED Globe/Candelabra (Per bulb) | 5278.5744 | 1.915 | 1.9 | 24.6083 | 8 | 95% | 1.5 | 0.4 | 1% | 2190.6084
Coupon: LED Reflector (per bulb) | 839.8902 | 2.42 | 2.63 | 24.6083 | 8 | 95% | 2 | 0.4 | 1% | 352.7539
Coupon: LED Interior Fixture | 929.8688 | 5.45 | 10 | 24.6083 | 8 | 96.4% | 5 | 0.4 | 1% | 418.441
Coupon: LED Exterior Fixture | 313.2713 | 5.45 | 10 | 24.6083 | 5 | 100% | 5 | 0.4 | 1% | 140.9721
Catalog: LED Single Bulbs (Rebate) | 338.7557 | 1.5 | 1.96 | 24.6083 | 8 | 95% | 1.5 | 0 | 0% | 0
Catalog: LED Multi-Packs (per bulb, Rebate) | 3048.8013 | 1.5 | 1.96 | 24.6083 | 8 | 95% | 1.5 | 0 | 0% | 0
Catalog: LED Globe/Candelabra (Per bulb) | 1016.2671 | 1.5 | 1.9 | 24.6083 | 8 | 95% | 1.5 | 0 | 0% | 0
Catalog: LED Reflector (per bulb) | 762.2003 | 2 | 2.63 | 24.6083 | 8 | 95% | 2 | 0 | 0% | 0
Catalog: LED Interior Fixture | 304.8801 | 5 | 10 | 24.6083 | 8 | 96.4% | 5 | 0 | 0% | 0
Catalog: LED Exterior Fixture | 101.6267 | 5 | 10 | 24.6083 | 5 | 100% | 5 | 0 | 0% | 0
Other: LED Single Bulbs |  |  |  | 24.6083 | 8 | 95% |  |  |  | 0
Other: LED Multi-Packs (per bulb) |  |  |  | 24.6083 | 8 | 95% |  |  |  | 0
Other: LED Globe/Candelabra |  |  |  | 24.6083 | 8 | 95% |  |  |  | 0
Other: LED Reflector |  |  |  | 24.6083 | 8 | 95% |  |  |  | 0
Other: LED Interior Fixture |  |  |  | 24.6083 | 8 | 96.4% |  |  |  | 0
Other: LED Exterior Fixture |  |  |  | 24.6083 | 5 | 100% |  |  |  | 0
Other: LED |  |  |  | 24.6083 | 8 | 95% |  |  |  | 0
Total Rebate Processing |  | 10736.0503 | 10736.0503 | <-- either use this and don't include in Cells c21:c45:, or leave C21:C45 as is an do not use this. | [5 empty] | 10736.0503
TRB: I prefer to have the
2017 planning (from Kate)
Product | Source | Percent of Budget | Percent of source | Rebate Amount (per product) | Quantities (calculated)
LED Single | Home Depot | 55% | 5% | 1.5337 | 6073.8593
LED Multi-Packs |  |  | 45% | 1.5337 | 54664.7334
LED Globe/Candelabra |  |  | 15% | 1.5337 | 18221.5778
LED Reflector |  |  | 15% | 2.0375 | 13716.4883
LED FIX Interior |  |  | 15% | 5.06 | 5523.1907
LED FIX Exterior |  |  | 5% | 5.06 | 1841.0636
LED Single | Lowes | 34% | 5% | 1.5337 | 3754.7494
LED Multi-Packs |  |  | 45% | 1.5337 | 33792.7443
LED Globe/Candelabra |  |  | 15% | 1.5337 | 11264.2481
LED Reflector |  |  | 15% | 2.0375 | 8479.2837
LED FIX Interior |  |  | 15% | 5.06 | 3414.3361
LED FIX Exterior |  |  | 5% | 5.06 | 1138.112
LED Single | Retail (Coupons) | 8% | 2.2% | 1.915 | 311.3368 |  |  | 4273.8055
LED Multi-Packs |  |  | 28% | 1.915 | 3962.4687
LED Globe/Candelabra |  |  | 37.3% | 1.915 | 5278.5744
LED Reflector |  |  | 7.5% | 2.42 | 839.8902
LED FIX Interior |  |  | 18.7% | 5.45 | 929.8688 | Mail in
LED FIX Exterior |  |  | 6.3% | 5.45 | 313.2713 | Mail in
LED Single | Catalog | 3% | 5% | 1.5 | 338.7557
LED Multi-Packs |  |  | 45% | 1.5 | 3048.8013
LED Globe/Candelabra |  |  | 15% | 1.5 | 1016.2671
LED Reflector |  |  | 15% | 2 | 762.2003
LED FIX Interior |  |  | 15% | 5 | 304.8801
LED FIX Exterior |  |  | 5% | 5 | 101.6267
| Total | 100% |  |  | 179092.3281 | (products)
(needs to be 100%)
|  |  | Incentive Budget | 338755.6965 | 338755.6965
error
Note on D25: Joseph R Swift: assumed
Note on C46: Thomas R Belair: I wuld prefer to include the EFI processing cost in the incentive, but other utilities wanted to keep EFI costs separately. See cells: C21:C45. If we have a separate column for EFI, we have different
Note on D50: Joseph R Swift: must equal 100 percent of each source

## Detailed Savings Charts(Opower) (hidden)
from Amy (via Opower), August 12, 2017
Scenario 1: No Change
|  |  | 2015 | 2016 | 2017 | 2018 | 2019 | 2020 | 2021
|  | Annual 2015 | 2015: 2500
|  | Persistence 2015 | 2016: 1900; 2017: 1400; 2018: 300
|  | Annual 2016 | 2016: 2600
|  | Persistence 2016 | 2017: 2000; 2018: 1500
|  | Annual 2017 | 2017: 2600
|  | Persistence 2017 | 2018: 1900; 2019: 2800; 2020: 2100
|  | Annual 2018 | 2018: 2400
|  | Persistence 2018 | 2019: 1800; 2020: 1400; 2021: 2600
2017 Planning
|  |  |  | 2017 | 2018 | 2019 | 2020
|  |  |  | 2600 | 1900 | 2800 | 2100
|  | 1 | 2015: 1 year life; 2016: 700
|  | 2 | 2015: 2 year life; 2016: -900
|  | 3 | 2015: 3 year life; 2016: 700
|  | 4 | 2015: 4 year life; 2016: 2100
9400
|  | Participants | 2015: 50000; 2019: Summer; 2020: winter
|  |  | WP | WOP | SP | SOP
|  | Load Shape | 27% | 40% | 13% | 20% | 100% | 92%
Max kW is equal to the annual savings / 8760
Residential generic load shape.
Scenario 2A: Increased Reports for High Users
|  |  | 2015 | 2016 | 2017 | 2018 | 2019 | 2020 | 2021
|  | Annual 2015 | 2015: 2500
|  | Persistence 2015 | 2016: 1900; 2017: 1400; 2018: 300
|  | Annual 2016 | 2016: 2600
|  | Persistence 2016 | 2017: 2000; 2018: 1500
|  | Annual 2017 | 2017: 2800
|  | Persistence 2017 | 2018: 2100; 2019: 2900; 2020: 2200
|  | Annual 2018 | 2018: 2500
|  | Persistence 2018 | 2019: 1900; 2020: 1400; 2021: 2700
Scenario 2B: Increased Reports for All Legacy
|  |  | 2015 | 2016 | 2017 | 2018 | 2019 | 2020 | 2021
|  | Annual 2015 | 2015: 2500
|  | Persistence 2015 | 2016: 1900; 2017: 1400; 2018: 300
|  | Annual 2016 | 2016: 2600
|  | Persistence 2016 | 2017: 2000; 2018: 1500
|  | Annual 2017 | 2017: 2900
|  | Persistence 2017 | 2018: 2200; 2019: 2900; 2020: 2200
|  | Annual 2018 | 2018: 2500
|  | Persistence 2018 | 2019: 1900; 2020: 1400; 2021: 2700
Scenario 3: Expansion to 75K HHs in Jan 2017
|  |  | 2015 | 2016 | 2017 | 2018 | 2019 | 2020 | 2021
|  | Annual 2015 | 2015: 2500
|  | Persistence 2015 | 2016: 1900; 2017: 1400; 2018: 300
|  | Annual 2016 | 2016: 2600
|  | Persistence 2016 | 2017: 2000; 2018: 1500
|  | Annual 2017 | 2017: 4000
|  | Persistence 2017 | 2018: 3000; 2019: 3600; 2020: 2700
|  | Annual 2018 | 2018: 3000
|  | Persistence 2018 | 2019: 2300; 2020: 1700; 2021: 3300

## HPwES (hidden)
|  | ProgramYear | 2015
|  | Row Labels | Count of UtilityAccountNum | Sum of Annual KWH | Sum of Lifetime KWH | Sum of Rebate | Sum of Admin Costs | Sum of AdminCosts + Rebate | Sum of Total Project Costs | Sum of Propane Annual Mbtu | Sum of Propane Lifetime Mbtu | Sum of Kerosene Annual Mbtu | Sum of Kerosene Lifetime Mbtu | Sum of Oil Annual Mbtu | Sum of Oil Lifetime Mbtu | Sum of Gas Annual Mbtu | Sum of Gas Lifetime Mbtu | Sum of Wood Annual Mbtu | Sum of Wood Lifetime Mbtu | Sum of Total MMBtu
| 71.38% | Multi-family | 1409 | 885183.351 | 17076398.0272 | 342352.54 | 60256.3 | 402608.84 | 527355.35 | [10 empty] | 3021.1308
| 28.62% | Single family | 565 | 412388.4584 | 7998707.438 | 1273943.49 | 247413.45 | 1521356.94 | 3029653.77 | 2398.2375 | 49027.6941 | 23.8558 | 497.2743 | 9866.2649 | 206098.3345 | 957.305 | 20733.3182 | 2177.0699 | 44238.723 | 16830.2149
|  | Grand Total | 1974 | 1297571.8094 | 25075105.4652 | 1616296.03 | 307669.75 | 1923965.78 | 3557009.12 | 2398.2375 | 49027.6941 | 23.8558 | 497.2743 | 9866.2649 | 206098.3345 | 957.305 | 20733.3182 | 2177.0699 | 44238.723 | 19851.3456
Incentive
|  | Multi-Family (per Unit) | Single Family (per Unit) | Weighted Average
Costs
g | Rebate | 242.9755 | 2254.7672 | 818.7923
h | Admin Cost | 42.7653 | 437.8999 | 155.8611
| Program Cost | 285.7408 | 2692.6672 | 974.6534
j | Project Cost | 374.2763 | 5362.2191 | 1801.9296 |  | customer cost | 2669.5519
| Customer Cost | 88.5355 | 2669.5519 | 827.2763
| TR Cost (per unit) | 331.511 | 4924.3192
| Electric Savings |  | (use lighting load shape, etc) |  | Incentive |  | TRC | Customer Cost
e | Annual kWh | 628.2352 | 729.8911 | 657.3312 | 500 |  | 1091.9795 | 591.9795
f | Lifetime kWh | 12119.516 | 14157.0043 | 12702.6877 |  | 19.3961
| Measure Life | 19.2914 | 19.3961 | 19.3246
Other Fuels Savings (MMBtu)
k | Propane Annual Savings | 0 | 4.2447 | 1.2149 | 272.8666 |  | 595.9294 | 323.0628
l | Propane Lifetime | 0 | 86.7747 | 24.8367 |  | 20.4432
m | Kerosene Annual | 0 | 0.042223 | 0.012085 | 2.7143 |  | 5.9278 | 3.2136
n | Kerosense Lifetime | 0 | 0.88013 | 0.25191 |  | 20.845
o | Oil Annual | 0 | 17.4624 | 4.9981 | 1122.5636 |  | 2451.6328 | 1329.0692
p | Oil Lifetime | 0 | 364.7758 | 104.4065 |  | 20.8892
q | Gas Annual | 0 | 1.6943 | 0.48496 | 108.9202 |  | 237.8773 | 128.9571
r | Gas Lifetime | 0 | 36.6961 | 10.5032 |  | 21.658
s | Wood Annual | 0 | 3.8532 | 1.1029 | 247.7026 |  | 540.9723 | 293.2697
t | Wood Lifetime | 0 | 78.2986 | 22.4107 |  | 20.3203
| Total Annual | 0 | 27.2969 | 7.8129
| Total Lifetime | 0 | 567.4254 | 162.409
Total MMBtu Savings
| Annual | 2.1442 | 29.788 | 10.0564
| Lifetime | 41.3639 | 615.7432 | 205.7633
| Cost per kWh | 0.023577 | 0.1902 | 0.076728
| Cost per MMBtu | 133.2643 | 90.3944 | 96.9187
| Incentive | 0 | 1470567.4714
| Units | 0 | 652.2037

## Calculations Yr 1
Year | 2017 | [100 empty] | cy | cz
[55 empty] | 4 | 6 | 8 | 10 |  | 55 | 57 | 59 | 61 | 89 | 87 |  |  | 12 | 14 | 52 | 16 | 18 |  |  | 20 | 22 | 24 | 26 | 28 | 30 | 32 |  | 71 | 73 | 75 | 77 | 79 | 81 | 83 | 85 |  |  | 34 | 36 | 38 | 40 | 42 | 44 | 46 | 48 |  | 50 |  | 50 |  | 50
Inputs | [7 empty] | Costs |  |  | Electric Savings: Energy | [9 empty] | Electric Savings: Capacity |  |  |  |  | Natural Gas Savings |  |  |  | Other Resource Savings | [24 empty] | Electric Benefits: Energy |  |  |  |  | Electric Benefits: Energy DRIPE | [6 empty] | Sub-Total | Electric Benefits: Capacity | [5 empty] | Total | Non-Electric Resource Benefits: Natural Gas | [7 empty] | 71: Non-Electric Resource Benefits: Natural Gas DRIPE |  | Sub Total | Non-Electric Resource Benefits: Other | [7 empty] | Total | Non-Resource Benefits | [6 empty] | TOTAL
Sector | Program | Subprogram | Measure | BCR Measure ID | End Use | Quantity | Measure Life | TRC (Total) | Incentive (Total) | Customer Cost (Total) | Gross Annual MWh Savings | Adjusted Gross Annual MWh Savings | Gross Lifetime MWh Savings | Adjusted Gross Lifetime MWh Savings | Net Annual MWh Savings | Net Lifetime MWh Savings | Winter Peak Energy MWh Net Lifetime | Winter Off-Peak Energy MWh Net Lifetime | Summer Peak Energy MWh Net Lifetime | Summer Off-Peak Energy MWh Net Lifetime | Max Net kW | Annual Adjusted Gross Winter kW | Annual Net Winter kW | Annual Adjusted Gross Summer kw | Annual Net Summer kw | Adj. Gross Annual Gas Savings (MMBTU) | Adj. Gross Lifetime Gas Savings (MMBTU) | Net Annual Gas Savings (MMBTU) | Net Lifetime Gas Savings (MMBTU) | Adj Gross Annual Oil Savings (MMBTU) | Adj Gross Lifetime Oil Savings (MMBTU) | Net Annual Oil Savings (MMBTU) | Net Lifetime Oil Savings (MMBTU) | Adj Gross Annual Propane Savings (MMBTU) | Adj Gross Lifetime Propane Savings (MMBTU) | Net Annual Propane Savings (MMBTU) | Net Lifetime Propane Savings (MMBTU) | Adj Gross Annual Kerosene Savings (MMBTU) | Adj Gross Lifetime Kerosene Savings (MMBTU) | Net Annual Kerosene Savings (MMBTU) | Net Lifetime Kerosene Savings (MMBTU) | Adj Gross Annual Cord Wood Savings (MMBTU) | Adj Gross Lifetime Cord Wood Savings (MMBTU) | Net Annual Cord Wood Savings (MMBTU) | Net Lifetime Cord Wood Savings (MMBTU) | Adj Gross Annual Wood Pellet Savings (MMBTU) | Adj Gross Lifetime Wood Pellet Savings (MMBTU) | Net Annual Wood Pellet Savings (MMBTU) | Net Lifetime Wood Pellet Savings (MMBTU) | Total Net Annual MMBTU | Total Net Lifetime MMBTU | Net Annual Res Water Savings Gallons | Net Annual C&I Water Savings Gallons | Net Lifetime Water Savings Gallons | Winter Peak Energy Benefits ($) | Winter Off-Peak Energy Benefits ($) | Summer Peak Energy Benefits ($) | Summer Off-Peak Energy Benefits ($) | Total Avoided Electric Benefits ($) | Winter Peak Energy DRIPE Benefits ($) | Winter Off-Peak Energy DRIPE Benefits ($) | Summer Peak Energy DRIPE Benefits ($) | Summer Off-Peak Energy DRIPE Benefits ($) | Energy Electric Cross DRIPE Benefits Summer ($) | Energy Electric Cross DRIPE Benefits Winter ($) | Total Energy DRIPE Benefits ($) | Total Electric Energy Benefits ($) | Summer Generation Benefits ($) | Winter Generation ($) | Electric Capacity DRIPE ($) | Transmission Benefits ($) | Distribution Benefits ($) | Total Electric Capacity Benefits ($) | Total Electric Benefits ($) | NG - Res All | NG - Res Hot Water | NG - Res Heating | NG - Res Non Heating | NG - C& I Gas Non Heating | NG - C&I Gas Heat | NG - C&I Gas All | Total Avoided Gas Benefits ($) | Gas Supply DRIPE | Res Non-Heating GECD | Res Hot Water GECD | Res Heating GECD | Res All GECD | C&I Non-Heating GECD | C&I Heating GECD | C&I All GECD | Total Gas DRIPE | Total Gas Resource Benefits | Fuel Oil - Residential Distillate | Fuel Oil - Com Fuel | Kerosene | Propane (11) | Cord Wood | Pellet Wood | Res Water | C&I Water | Total Non-Electric Resource Benefits | Lifetime per Unit (Net) | One time per Unit (Net) | Lifetime per kWh (Net) | One time per KWh (Total Net) | Lifetime per Therm (Net) | One time per Therm (Net) | Total Lifetime Non-Resource Benefits | Total Benefits
[50 empty] | 0 | 0 | [56 empty] | 0
[50 empty] | 0 | 0 | [56 empty] | 0
[50 empty] | 0 | 0 | [56 empty] | 0
[50 empty] | 0 | 0 | [56 empty] | 0
[50 empty] | 0 | 0 | [56 empty] | 0
[50 empty] | 0 | 0 | [56 empty] | 0
[50 empty] | 0 | 0 | [56 empty] | 0
[50 empty] | 0 | 0 | [56 empty] | 0
[50 empty] | 0 | 0 | [56 empty] | 0
[50 empty] | 0 | 0 | [56 empty] | 0
[50 empty] | 0 | 0 | [56 empty] | 0
[50 empty] | 0 | 0 | [56 empty] | 0
[50 empty] | 0 | 0 | [56 empty] | 0
[50 empty] | 0 | 0 | [56 empty] | 0
[50 empty] | 0 | 0 | [56 empty] | 0
[50 empty] | 0 | 0 | [56 empty] | 0
[50 empty] | 0 | 0 | [56 empty] | 0
[50 empty] | 0 | 0 | [56 empty] | 0
[50 empty] | 0 | 0 | [56 empty] | 0
[50 empty] | 0 | 0 | [56 empty] | 0
[50 empty] | 0 | 0 | [56 empty] | 0
[50 empty] | 0 | 0 | [56 empty] | 0
[50 empty] | 0 | 0 | [56 empty] | 0
[50 empty] | 0 | 0 | [56 empty] | 0
[50 empty] | 0 | 0 | [56 empty] | 0
[50 empty] | 0 | 0 | [56 empty] | 0
[50 empty] | 0 | 0 | [56 empty] | 0
[50 empty] | 0 | 0 | [56 empty] | 0
[50 empty] | 0 | 0 | [56 empty] | 0
[50 empty] | 0 | 0 | [56 empty] | 0
[50 empty] | 0 | 0 | [56 empty] | 0
[50 empty] | 0 | 0 | [56 empty] | 0
[50 empty] | 0 | 0 | [56 empty] | 0
[50 empty] | 0 | 0 | [56 empty] | 0
[50 empty] | 0 | 0 | [56 empty] | 0
[50 empty] | 0 | 0 | [56 empty] | 0
[50 empty] | 0 | 0 | [56 empty] | 0
[50 empty] | 0 | 0 | [56 empty] | 0
[50 empty] | 0 | 0 | [56 empty] | 0
[50 empty] | 0 | 0 | [56 empty] | 0
[50 empty] | 0 | 0 | [56 empty] | 0
[50 empty] | 0 | 0 | [56 empty] | 0
[50 empty] | 0 | 0 | [56 empty] | 0
[50 empty] | 0 | 0 | [56 empty] | 0
[50 empty] | 0 | 0 | [56 empty] | 0
[50 empty] | 0 | 0 | [56 empty] | 0
[50 empty] | 0 | 0 | [56 empty] | 0
[50 empty] | 0 | 0 | [56 empty] | 0
[50 empty] | 0 | 0 | [56 empty] | 0
[50 empty] | 0 | 0 | [56 empty] | 0
[50 empty] | 0 | 0 | [56 empty] | 0
[50 empty] | 0 | 0 | [56 empty] | 0
[50 empty] | 0 | 0 | [56 empty] | 0
[50 empty] | 0 | 0 | [56 empty] | 0
[50 empty] | 0 | 0 | [56 empty] | 0
[50 empty] | 0 | 0 | [56 empty] | 0
[50 empty] | 0 | 0 | [56 empty] | 0
[50 empty] | 0 | 0 | [56 empty] | 0
[50 empty] | 0 | 0 | [56 empty] | 0
[50 empty] | 0 | 0 | [56 empty] | 0
[50 empty] | 0 | 0 | [56 empty] | 0
[50 empty] | 0 | 0 | [56 empty] | 0
[50 empty] | 0 | 0 | [56 empty] | 0
[50 empty] | 0 | 0 | [56 empty] | 0
[50 empty] | 0 | 0 | [56 empty] | 0
[50 empty] | 0 | 0 | [56 empty] | 0
[50 empty] | 0 | 0 | [56 empty] | 0
[50 empty] | 0 | 0 | [56 empty] | 0
[50 empty] | 0 | 0 | [56 empty] | 0
[50 empty] | 0 | 0 | [56 empty] | 0
[50 empty] | 0 | 0 | [56 empty] | 0
[50 empty] | 0 | 0 | [56 empty] | 0
[50 empty] | 0 | 0 | [56 empty] | 0
[50 empty] | 0 | 0 | [56 empty] | 0
[50 empty] | 0 | 0 | [56 empty] | 0
[50 empty] | 0 | 0 | [56 empty] | 0
[50 empty] | 0 | 0 | [56 empty] | 0
[50 empty] | 0 | 0 | [56 empty] | 0
[50 empty] | 0 | 0 | [56 empty] | 0
[50 empty] | 0 | 0 | [56 empty] | 0
[50 empty] | 0 | 0 | [56 empty] | 0
[50 empty] | 0 | 0 | [56 empty] | 0
[50 empty] | 0 | 0 | [56 empty] | 0
[50 empty] | 0 | 0 | [56 empty] | 0
[50 empty] | 0 | 0 | [56 empty] | 0
[50 empty] | 0 | 0 | [56 empty] | 0
[50 empty] | 0 | 0 | [56 empty] | 0
[50 empty] | 0 | 0 | [56 empty] | 0
[50 empty] | 0 | 0 | [56 empty] | 0
[50 empty] | 0 | 0 | [56 empty] | 0
[50 empty] | 0 | 0 | [56 empty] | 0
[50 empty] | 0 | 0 | [56 empty] | 0
[50 empty] | 0 | 0 | [56 empty] | 0
[50 empty] | 0 | 0 | [56 empty] | 0
[50 empty] | 0 | 0 | [56 empty] | 0
[50 empty] | 0 | 0 | [56 empty] | 0
[50 empty] | 0 | 0 | [56 empty] | 0
[50 empty] | 0 | 0 | [56 empty] | 0
[50 empty] | 0 | 0 | [56 empty] | 0
[50 empty] | 0 | 0 | [56 empty] | 0
[50 empty] | 0 | 0 | [56 empty] | 0
[50 empty] | 0 | 0 | [56 empty] | 0
[50 empty] | 0 | 0 | [56 empty] | 0
[50 empty] | 0 | 0 | [56 empty] | 0
[50 empty] | 0 | 0 | [56 empty] | 0
[50 empty] | 0 | 0 | [56 empty] | 0
[50 empty] | 0 | 0 | [56 empty] | 0
[50 empty] | 0 | 0 | [56 empty] | 0
[50 empty] | 0 | 0 | [56 empty] | 0
[50 empty] | 0 | 0 | [56 empty] | 0
[50 empty] | 0 | 0 | [56 empty] | 0
[50 empty] | 0 | 0 | [56 empty] | 0
[50 empty] | 0 | 0 | [56 empty] | 0
[50 empty] | 0 | 0 | [56 empty] | 0
[50 empty] | 0 | 0 | [56 empty] | 0
[50 empty] | 0 | 0 | [56 empty] | 0
[50 empty] | 0 | 0 | [56 empty] | 0
[50 empty] | 0 | 0 | [56 empty] | 0
[50 empty] | 0 | 0 | [56 empty] | 0
[50 empty] | 0 | 0 | [56 empty] | 0
[50 empty] | 0 | 0 | [56 empty] | 0
[50 empty] | 0 | 0 | [56 empty] | 0
[50 empty] | 0 | 0 | [56 empty] | 0
[50 empty] | 0 | 0 | [56 empty] | 0
[50 empty] | 0 | 0 | [56 empty] | 0
[50 empty] | 0 | 0 | [56 empty] | 0
[50 empty] | 0 | 0 | [56 empty] | 0
[50 empty] | 0 | 0 | [56 empty] | 0
[50 empty] | 0 | 0 | [56 empty] | 0
[50 empty] | 0 | 0 | [56 empty] | 0
[50 empty] | 0 | 0 | [56 empty] | 0
[50 empty] | 0 | 0 | [56 empty] | 0
[50 empty] | 0 | 0 | [56 empty] | 0
[50 empty] | 0 | 0 | [56 empty] | 0
[50 empty] | 0 | 0 | [56 empty] | 0
[50 empty] | 0 | 0 | [56 empty] | 0
[50 empty] | 0 | 0 | [56 empty] | 0
[50 empty] | 0 | 0 | [56 empty] | 0
[50 empty] | 0 | 0 | [56 empty] | 0
[50 empty] | 0 | 0 | [56 empty] | 0
[50 empty] | 0 | 0 | [56 empty] | 0
[50 empty] | 0 | 0 | [56 empty] | 0
[50 empty] | 0 | 0 | [56 empty] | 0
[50 empty] | 0 | 0 | [56 empty] | 0
[50 empty] | 0 | 0 | [56 empty] | 0
[50 empty] | 0 | 0 | [56 empty] | 0
[50 empty] | 0 | 0 | [56 empty] | 0
[50 empty] | 0 | 0 | [56 empty] | 0
[50 empty] | 0 | 0 | [56 empty] | 0
[50 empty] | 0 | 0 | [56 empty] | 0
[50 empty] | 0 | 0 | [56 empty] | 0
[50 empty] | 0 | 0 | [56 empty] | 0
[50 empty] | 0 | 0 | [56 empty] | 0
[50 empty] | 0 | 0 | [56 empty] | 0
[50 empty] | 0 | 0 | [56 empty] | 0
[50 empty] | 0 | 0 | [56 empty] | 0
[50 empty] | 0 | 0 | [56 empty] | 0
[50 empty] | 0 | 0 | [56 empty] | 0
[50 empty] | 0 | 0 | [56 empty] | 0
[50 empty] | 0 | 0 | [56 empty] | 0
[50 empty] | 0 | 0 | [56 empty] | 0
[50 empty] | 0 | 0 | [56 empty] | 0
[50 empty] | 0 | 0 | [56 empty] | 0
[50 empty] | 0 | 0 | [56 empty] | 0
[50 empty] | 0 | 0 | [56 empty] | 0
[50 empty] | 0 | 0 | [56 empty] | 0
[50 empty] | 0 | 0 | [56 empty] | 0
[50 empty] | 0 | 0 | [56 empty] | 0
[50 empty] | 0 | 0 | [56 empty] | 0
[50 empty] | 0 | 0 | [56 empty] | 0
[50 empty] | 0 | 0 | [56 empty] | 0
[50 empty] | 0 | 0 | [56 empty] | 0
[50 empty] | 0 | 0 | [56 empty] | 0
[50 empty] | 0 | 0 | [56 empty] | 0
[50 empty] | 0 | 0 | [56 empty] | 0
[50 empty] | 0 | 0 | [56 empty] | 0
[50 empty] | 0 | 0 | [56 empty] | 0
[50 empty] | 0 | 0 | [56 empty] | 0
[50 empty] | 0 | 0 | [56 empty] | 0
[50 empty] | 0 | 0 | [56 empty] | 0
[50 empty] | 0 | 0 | [56 empty] | 0
[50 empty] | 0 | 0 | [56 empty] | 0
[50 empty] | 0 | 0 | [56 empty] | 0
[50 empty] | 0 | 0 | [56 empty] | 0
[50 empty] | 0 | 0 | [56 empty] | 0
[50 empty] | 0 | 0 | [56 empty] | 0
[50 empty] | 0 | 0 | [56 empty] | 0
[50 empty] | 0 | 0 | [56 empty] | 0
[50 empty] | 0 | 0 | [56 empty] | 0
[50 empty] | 0 | 0 | [56 empty] | 0
[50 empty] | 0 | 0 | [56 empty] | 0
[50 empty] | 0 | 0 | [56 empty] | 0
[50 empty] | 0 | 0 | [56 empty] | 0
[50 empty] | 0 | 0 | [56 empty] | 0
[50 empty] | 0 | 0 | [56 empty] | 0
[50 empty] | 0 | 0 | [56 empty] | 0
[50 empty] | 0 | 0 | [56 empty] | 0
[50 empty] | 0 | 0 | [56 empty] | 0
[50 empty] | 0 | 0 | [56 empty] | 0
[50 empty] | 0 | 0 | [56 empty] | 0
[50 empty] | 0 | 0 | [56 empty] | 0
[50 empty] | 0 | 0 | [56 empty] | 0
[50 empty] | 0 | 0 | [56 empty] | 0
[50 empty] | 0 | 0 | [56 empty] | 0
[50 empty] | 0 | 0 | [56 empty] | 0
[50 empty] | 0 | 0 | [56 empty] | 0
[50 empty] | 0 | 0 | [56 empty] | 0
[50 empty] | 0 | 0 | [56 empty] | 0
[50 empty] | 0 | 0 | [56 empty] | 0
[50 empty] | 0 | 0 | [56 empty] | 0
[50 empty] | 0 | 0 | [56 empty] | 0
[50 empty] | 0 | 0 | [56 empty] | 0
[50 empty] | 0 | 0 | [56 empty] | 0
[50 empty] | 0 | 0 | [56 empty] | 0
[50 empty] | 0 | 0 | [56 empty] | 0
[50 empty] | 0 | 0 | [56 empty] | 0
[50 empty] | 0 | 0 | [56 empty] | 0
[50 empty] | 0 | 0 | [56 empty] | 0
[50 empty] | 0 | 0 | [56 empty] | 0
[50 empty] | 0 | 0 | [56 empty] | 0
[50 empty] | 0 | 0 | [56 empty] | 0
[50 empty] | 0 | 0 | [56 empty] | 0
[50 empty] | 0 | 0 | [56 empty] | 0
[50 empty] | 0 | 0 | [56 empty] | 0
[50 empty] | 0 | 0 | [56 empty] | 0
[50 empty] | 0 | 0 | [56 empty] | 0
[50 empty] | 0 | 0 | [56 empty] | 0
[50 empty] | 0 | 0 | [56 empty] | 0
[50 empty] | 0 | 0 | [56 empty] | 0
[50 empty] | 0 | 0 | [56 empty] | 0
[50 empty] | 0 | 0 | [56 empty] | 0
[50 empty] | 0 | 0 | [56 empty] | 0
[50 empty] | 0 | 0 | [56 empty] | 0
[50 empty] | 0 | 0 | [56 empty] | 0
[50 empty] | 0 | 0 | [56 empty] | 0
[50 empty] | 0 | 0 | [56 empty] | 0
[50 empty] | 0 | 0 | [56 empty] | 0
[50 empty] | 0 | 0 | [56 empty] | 0
[50 empty] | 0 | 0 | [56 empty] | 0
[50 empty] | 0 | 0 | [56 empty] | 0
[50 empty] | 0 | 0 | [56 empty] | 0
[50 empty] | 0 | 0 | [56 empty] | 0
[50 empty] | 0 | 0 | [56 empty] | 0
[50 empty] | 0 | 0 | [56 empty] | 0
[50 empty] | 0 | 0 | [56 empty] | 0
[50 empty] | 0 | 0 | [56 empty] | 0
[50 empty] | 0 | 0 | [56 empty] | 0
[50 empty] | 0 | 0 | [56 empty] | 0
[50 empty] | 0 | 0 | [56 empty] | 0
[50 empty] | 0 | 0 | [56 empty] | 0
[50 empty] | 0 | 0 | [56 empty] | 0
[50 empty] | 0 | 0 | [56 empty] | 0
[50 empty] | 0 | 0 | [56 empty] | 0
[50 empty] | 0 | 0 | [56 empty] | 0
[50 empty] | 0 | 0 | [56 empty] | 0
[50 empty] | 0 | 0 | [56 empty] | 0
[50 empty] | 0 | 0 | [56 empty] | 0
[50 empty] | 0 | 0 | [56 empty] | 0
[50 empty] | 0 | 0 | [56 empty] | 0
[50 empty] | 0 | 0 | [56 empty] | 0
[50 empty] | 0 | 0 | [56 empty] | 0
[50 empty] | 0 | 0 | [56 empty] | 0
[50 empty] | 0 | 0 | [56 empty] | 0
[50 empty] | 0 | 0 | [56 empty] | 0
[50 empty] | 0 | 0 | [56 empty] | 0
[50 empty] | 0 | 0 | [56 empty] | 0
[50 empty] | 0 | 0 | [56 empty] | 0
[50 empty] | 0 | 0 | [56 empty] | 0
[50 empty] | 0 | 0 | [56 empty] | 0
[50 empty] | 0 | 0 | [56 empty] | 0
[50 empty] | 0 | 0 | [56 empty] | 0
[50 empty] | 0 | 0 | [56 empty] | 0
[50 empty] | 0 | 0 | [56 empty] | 0
[50 empty] | 0 | 0 | [56 empty] | 0
[50 empty] | 0 | 0 | [56 empty] | 0
[50 empty] | 0 | 0 | [56 empty] | 0
[50 empty] | 0 | 0 | [56 empty] | 0
[50 empty] | 0 | 0 | [56 empty] | 0
[50 empty] | 0 | 0 | [56 empty] | 0
[50 empty] | 0 | 0 | [56 empty] | 0
[50 empty] | 0 | 0 | [56 empty] | 0
[50 empty] | 0 | 0 | [56 empty] | 0
[50 empty] | 0 | 0 | [56 empty] | 0
[50 empty] | 0 | 0 | [56 empty] | 0
[50 empty] | 0 | 0 | [56 empty] | 0
[50 empty] | 0 | 0 | [56 empty] | 0
[50 empty] | 0 | 0 | [56 empty] | 0
[50 empty] | 0 | 0 | [56 empty] | 0
[50 empty] | 0 | 0 | [56 empty] | 0
[50 empty] | 0 | 0 | [56 empty] | 0
[50 empty] | 0 | 0 | [56 empty] | 0
[50 empty] | 0 | 0 | [56 empty] | 0
[50 empty] | 0 | 0 | [56 empty] | 0
[50 empty] | 0 | 0 | [56 empty] | 0
[50 empty] | 0 | 0 | [56 empty] | 0
[50 empty] | 0 | 0 | [56 empty] | 0
[50 empty] | 0 | 0 | [56 empty] | 0
[50 empty] | 0 | 0 | [56 empty] | 0
[50 empty] | 0 | 0 | [56 empty] | 0
[50 empty] | 0 | 0 | [56 empty] | 0
[50 empty] | 0 | 0 | [56 empty] | 0
[50 empty] | 0 | 0 | [56 empty] | 0
[50 empty] | 0 | 0 | [56 empty] | 0
[50 empty] | 0 | 0 | [56 empty] | 0
[50 empty] | 0 | 0 | [56 empty] | 0
[50 empty] | 0 | 0 | [56 empty] | 0
[50 empty] | 0 | 0 | [56 empty] | 0
[50 empty] | 0 | 0 | [56 empty] | 0
[50 empty] | 0 | 0 | [56 empty] | 0
[50 empty] | 0 | 0 | [56 empty] | 0
[50 empty] | 0 | 0 | [56 empty] | 0
[50 empty] | 0 | 0 | [56 empty] | 0
[50 empty] | 0 | 0 | [56 empty] | 0
[50 empty] | 0 | 0 | [56 empty] | 0
[50 empty] | 0 | 0 | [56 empty] | 0
[50 empty] | 0 | 0 | [56 empty] | 0
[50 empty] | 0 | 0 | [56 empty] | 0
[50 empty] | 0 | 0 | [56 empty] | 0
[50 empty] | 0 | 0 | [56 empty] | 0
[50 empty] | 0 | 0 | [56 empty] | 0
[50 empty] | 0 | 0 | [56 empty] | 0
[50 empty] | 0 | 0 | [56 empty] | 0
[50 empty] | 0 | 0 | [56 empty] | 0
[50 empty] | 0 | 0 | [56 empty] | 0
[50 empty] | 0 | 0 | [56 empty] | 0
[50 empty] | 0 | 0 | [56 empty] | 0
[50 empty] | 0 | 0 | [56 empty] | 0
[50 empty] | 0 | 0 | [56 empty] | 0
[50 empty] | 0 | 0 | [56 empty] | 0
[50 empty] | 0 | 0 | [56 empty] | 0
[50 empty] | 0 | 0 | [56 empty] | 0
[50 empty] | 0 | 0 | [56 empty] | 0
[50 empty] | 0 | 0 | [56 empty] | 0
[50 empty] | 0 | 0 | [56 empty] | 0
[50 empty] | 0 | 0 | [56 empty] | 0
[50 empty] | 0 | 0 | [56 empty] | 0
[50 empty] | 0 | 0 | [56 empty] | 0
[50 empty] | 0 | 0 | [56 empty] | 0
[50 empty] | 0 | 0 | [56 empty] | 0
[50 empty] | 0 | 0 | [56 empty] | 0
[50 empty] | 0 | 0 | [56 empty] | 0
[50 empty] | 0 | 0 | [56 empty] | 0
[50 empty] | 0 | 0 | [56 empty] | 0
[50 empty] | 0 | 0 | [56 empty] | 0
[50 empty] | 0 | 0 | [56 empty] | 0
[50 empty] | 0 | 0 | [56 empty] | 0
[50 empty] | 0 | 0 | [56 empty] | 0
[50 empty] | 0 | 0 | [56 empty] | 0
[50 empty] | 0 | 0 | [56 empty] | 0
[50 empty] | 0 | 0 | [56 empty] | 0
[50 empty] | 0 | 0 | [56 empty] | 0
[50 empty] | 0 | 0 | [56 empty] | 0
[50 empty] | 0 | 0 | [56 empty] | 0
[50 empty] | 0 | 0 | [56 empty] | 0
[50 empty] | 0 | 0 | [56 empty] | 0
[50 empty] | 0 | 0 | [56 empty] | 0
[50 empty] | 0 | 0 | [56 empty] | 0
[50 empty] | 0 | 0 | [56 empty] | 0
[50 empty] | 0 | 0 | [56 empty] | 0
[50 empty] | 0 | 0 | [56 empty] | 0
[50 empty] | 0 | 0 | [56 empty] | 0
[50 empty] | 0 | 0 | [56 empty] | 0
[50 empty] | 0 | 0 | [56 empty] | 0
[50 empty] | 0 | 0 | [56 empty] | 0
[50 empty] | 0 | 0 | [56 empty] | 0
[50 empty] | 0 | 0 | [56 empty] | 0
[50 empty] | 0 | 0 | [56 empty] | 0
[50 empty] | 0 | 0 | [56 empty] | 0
[50 empty] | 0 | 0 | [56 empty] | 0
[50 empty] | 0 | 0 | [56 empty] | 0
[50 empty] | 0 | 0 | [56 empty] | 0
[50 empty] | 0 | 0 | [56 empty] | 0
[50 empty] | 0 | 0 | [56 empty] | 0
[50 empty] | 0 | 0 | [56 empty] | 0
[50 empty] | 0 | 0 | [56 empty] | 0
[50 empty] | 0 | 0 | [56 empty] | 0
[50 empty] | 0 | 0 | [56 empty] | 0
[50 empty] | 0 | 0 | [56 empty] | 0
[50 empty] | 0 | 0 | [56 empty] | 0
[50 empty] | 0 | 0 | [56 empty] | 0
[50 empty] | 0 | 0 | [56 empty] | 0
[50 empty] | 0 | 0 | [56 empty] | 0
[50 empty] | 0 | 0 | [56 empty] | 0
[50 empty] | 0 | 0 | [56 empty] | 0
[50 empty] | 0 | 0 | [56 empty] | 0
[50 empty] | 0 | 0 | [56 empty] | 0
[50 empty] | 0 | 0 | [56 empty] | 0
[50 empty] | 0 | 0 | [56 empty] | 0
[50 empty] | 0 | 0 | [56 empty] | 0
[50 empty] | 0 | 0 | [56 empty] | 0
[50 empty] | 0 | 0 | [56 empty] | 0
[50 empty] | 0 | 0 | [56 empty] | 0
[50 empty] | 0 | 0 | [56 empty] | 0
[50 empty] | 0 | 0 | [56 empty] | 0
[50 empty] | 0 | 0 | [56 empty] | 0
[50 empty] | 0 | 0 | [56 empty] | 0
[50 empty] | 0 | 0 | [56 empty] | 0
[50 empty] | 0 | 0 | [56 empty] | 0
[50 empty] | 0 | 0 | [56 empty] | 0
[50 empty] | 0 | 0 | [56 empty] | 0
[50 empty] | 0 | 0 | [56 empty] | 0
[50 empty] | 0 | 0 | [56 empty] | 0
[50 empty] | 0 | 0 | [56 empty] | 0
[50 empty] | 0 | 0 | [56 empty] | 0
[50 empty] | 0 | 0 | [56 empty] | 0
[50 empty] | 0 | 0 | [56 empty] | 0
[50 empty] | 0 | 0 | [56 empty] | 0
[50 empty] | 0 | 0 | [56 empty] | 0
[50 empty] | 0 | 0 | [56 empty] | 0
[50 empty] | 0 | 0 | [56 empty] | 0
[50 empty] | 0 | 0 | [56 empty] | 0
[50 empty] | 0 | 0 | [56 empty] | 0
[50 empty] | 0 | 0 | [56 empty] | 0
[50 empty] | 0 | 0 | [56 empty] | 0
[50 empty] | 0 | 0 | [56 empty] | 0
[50 empty] | 0 | 0 | [56 empty] | 0
[50 empty] | 0 | 0 | [56 empty] | 0
[50 empty] | 0 | 0 | [56 empty] | 0
[50 empty] | 0 | 0 | [56 empty] | 0
[50 empty] | 0 | 0 | [56 empty] | 0
[50 empty] | 0 | 0 | [56 empty] | 0
[50 empty] | 0 | 0 | [56 empty] | 0
[50 empty] | 0 | 0 | [56 empty] | 0
[50 empty] | 0 | 0 | [56 empty] | 0
[50 empty] | 0 | 0 | [56 empty] | 0
[50 empty] | 0 | 0 | [56 empty] | 0
[50 empty] | 0 | 0 | [56 empty] | 0
[50 empty] | 0 | 0 | [56 empty] | 0
[50 empty] | 0 | 0 | [56 empty] | 0
[50 empty] | 0 | 0 | [56 empty] | 0
[50 empty] | 0 | 0 | [56 empty] | 0
[50 empty] | 0 | 0 | [56 empty] | 0
[50 empty] | 0 | 0 | [56 empty] | 0
[50 empty] | 0 | 0 | [56 empty] | 0
[50 empty] | 0 | 0 | [56 empty] | 0
[50 empty] | 0 | 0 | [56 empty] | 0
[50 empty] | 0 | 0 | [56 empty] | 0
[50 empty] | 0 | 0 | [56 empty] | 0
[50 empty] | 0 | 0 | [56 empty] | 0
[50 empty] | 0 | 0 | [56 empty] | 0
[50 empty] | 0 | 0 | [56 empty] | 0
[50 empty] | 0 | 0 | [56 empty] | 0
[50 empty] | 0 | 0 | [56 empty] | 0
[50 empty] | 0 | 0 | [56 empty] | 0
[50 empty] | 0 | 0 | [56 empty] | 0
[50 empty] | 0 | 0 | [56 empty] | 0
[50 empty] | 0 | 0 | [56 empty] | 0
[50 empty] | 0 | 0 | [56 empty] | 0
[50 empty] | 0 | 0 | [56 empty] | 0
[50 empty] | 0 | 0 | [56 empty] | 0
[50 empty] | 0 | 0 | [56 empty] | 0
[50 empty] | 0 | 0 | [56 empty] | 0
[50 empty] | 0 | 0 | [56 empty] | 0
[50 empty] | 0 | 0 | [56 empty] | 0
[50 empty] | 0 | 0 | [56 empty] | 0
[50 empty] | 0 | 0 | [56 empty] | 0
[50 empty] | 0 | 0 | [56 empty] | 0
[50 empty] | 0 | 0 | [56 empty] | 0
[50 empty] | 0 | 0 | [56 empty] | 0
[50 empty] | 0 | 0 | [56 empty] | 0
[50 empty] | 0 | 0 | [56 empty] | 0
[50 empty] | 0 | 0 | [56 empty] | 0
[50 empty] | 0 | 0 | [56 empty] | 0
[50 empty] | 0 | 0 | [56 empty] | 0
[50 empty] | 0 | 0 | [56 empty] | 0
[50 empty] | 0 | 0 | [56 empty] | 0
[50 empty] | 0 | 0 | [56 empty] | 0
[50 empty] | 0 | 0 | [56 empty] | 0
[50 empty] | 0 | 0 | [56 empty] | 0
[50 empty] | 0 | 0 | [56 empty] | 0
[50 empty] | 0 | 0 | [56 empty] | 0
[50 empty] | 0 | 0 | [56 empty] | 0
[50 empty] | 0 | 0 | [56 empty] | 0
[50 empty] | 0 | 0 | [56 empty] | 0
[50 empty] | 0 | 0 | [56 empty] | 0
[50 empty] | 0 | 0 | [56 empty] | 0
[50 empty] | 0 | 0 | [56 empty] | 0
[50 empty] | 0 | 0 | [56 empty] | 0
[50 empty] | 0 | 0 | [56 empty] | 0
[50 empty] | 0 | 0 | [56 empty] | 0
[50 empty] | 0 | 0 | [56 empty] | 0
[50 empty] | 0 | 0 | [56 empty] | 0
[50 empty] | 0 | 0 | [56 empty] | 0
[50 empty] | 0 | 0 | [56 empty] | 0
[50 empty] | 0 | 0 | [56 empty] | 0
[50 empty] | 0 | 0 | [56 empty] | 0
[50 empty] | 0 | 0 | [56 empty] | 0
[50 empty] | 0 | 0 | [56 empty] | 0
[50 empty] | 0 | 0 | [56 empty] | 0
[50 empty] | 0 | 0 | [56 empty] | 0
[50 empty] | 0 | 0 | [56 empty] | 0
[50 empty] | 0 | 0 | [56 empty] | 0
[50 empty] | 0 | 0 | [56 empty] | 0
[50 empty] | 0 | 0 | [56 empty] | 0
[50 empty] | 0 | 0 | [56 empty] | 0
[50 empty] | 0 | 0 | [56 empty] | 0
[50 empty] | 0 | 0 | [56 empty] | 0
[50 empty] | 0 | 0 | [56 empty] | 0
[50 empty] | 0 | 0 | [56 empty] | 0
[50 empty] | 0 | 0 | [56 empty] | 0
[50 empty] | 0 | 0 | [56 empty] | 0
[50 empty] | 0 | 0 | [56 empty] | 0
[50 empty] | 0 | 0 | [56 empty] | 0
[50 empty] | 0 | 0 | [56 empty] | 0
[50 empty] | 0 | 0 | [56 empty] | 0
[50 empty] | 0 | 0 | [56 empty] | 0
[50 empty] | 0 | 0 | [56 empty] | 0
[50 empty] | 0 | 0 | [56 empty] | 0
[50 empty] | 0 | 0 | [56 empty] | 0
[50 empty] | 0 | 0 | [56 empty] | 0
[50 empty] | 0 | 0 | [56 empty] | 0
[50 empty] | 0 | 0 | [56 empty] | 0
[50 empty] | 0 | 0 | [56 empty] | 0
[50 empty] | 0 | 0 | [56 empty] | 0
[50 empty] | 0 | 0 | [56 empty] | 0
[50 empty] | 0 | 0 | [56 empty] | 0
[50 empty] | 0 | 0 | [56 empty] | 0
[50 empty] | 0 | 0 | [56 empty] | 0
[50 empty] | 0 | 0 | [56 empty] | 0
[50 empty] | 0 | 0 | [56 empty] | 0
[50 empty] | 0 | 0 | [56 empty] | 0
[50 empty] | 0 | 0 | [56 empty] | 0
[50 empty] | 0 | 0 | [56 empty] | 0
[50 empty] | 0 | 0 | [56 empty] | 0
[50 empty] | 0 | 0 | [56 empty] | 0
[50 empty] | 0 | 0 | [56 empty] | 0
[50 empty] | 0 | 0 | [56 empty] | 0
[50 empty] | 0 | 0 | [56 empty] | 0
[50 empty] | 0 | 0 | [56 empty] | 0
[50 empty] | 0 | 0 | [56 empty] | 0
[50 empty] | 0 | 0 | [56 empty] | 0
[50 empty] | 0 | 0 | [56 empty] | 0
[50 empty] | 0 | 0 | [56 empty] | 0
C - Commercial & Industrial | B: Small Business Energy Solutions | SCI (All) | Small Business Custom | #REF! | Other | 39.1855 | 12.35 | 1289475.9445 | 672422.5 | 617053.4445 | 0 | 0 | 0 | 0 | 0 | 0 | 0 | 0 | 0 | 0 | 0 | 0 | 0 | 0 | 0 | 25039.5092 | 309237.9384 | 25039.5092 | 309237.9384 | 0 | 0 | 0 | 0 | 0 | 0 | 0 | 0 | 0 | 0 | 0 | 0 | 0 | 0 | 0 | 0 | 0 | 0 | 0 | 0 | 25039.5092 | 309237.9384 | 0 | 0 | 0 | 0 | 0 | 0 | 0 | 0 | 0 | 0 | 0 | 0 | 0 | 0 | 0 | 0 | 0 | 0 | 0 | 0 | 0 | 0 | 0 | 0 | 0 | 0 | 0 | 0 | 0 | 2229943.0235 | 2229943.0235 | 69976.2167 | 0 | 0 | 0 | 0 | 0 | 0 | 435564.1364 | 505540.3531 | 2735483.3766 | 0 | 0 | 0 | 0 | 0 | 0 | 0 | 0 | 2735483.3766 | 0 | 0 | 0 | 0 | 0 | 0 | 0 | 2735483.3766
C - Commercial & Industrial | B: Small Business Energy Solutions | SCI (All) | Furnace 95+ AFUE (<150) w/ECM Motor | #REF! | Other | 5 | 18 | 4605 | 1535 | 3070 | 0.84 | 0.84 | 15.12 | 15.12 | 0.84 | 15.12 | 6.9552 | 8.1648 | 0 | 0 | 0 | 0 | 0 | 0 | 0 | 28.5 | 513 | 28.5 | 513 | 0 | 0 | 0 | 0 | 0 | 0 | 0 | 0 | 0 | 0 | 0 | 0 | 0 | 0 | 0 | 0 | 0 | 0 | 0 | 0 | 28.5 | 513 | 0 | 0 | 0 | 438.7755 | 476.6699 | 0 | 0 | 915.4455 | 3.9815 | 4.8726 | 0 | 0 | 0 | 10.3276 | 19.1817 | 934.6272 | 0 | 0 | 0 | 0 | 0 | 0 | 934.6272 | 0 | 0 | 0 | 0 | 0 | 3928.0589 | 0 | 3928.0589 | 109.3068 | 0 | 0 | 0 | 0 | 0 | 503.5867 | 0 | 612.8934 | 4540.9524 | 0 | 0 | 0 | 0 | 0 | 0 | 0 | 0 | 4540.9524 | 0 | 0 | 0 | 0 | 0 | 0 | 0 | 5475.5796
C - Commercial & Industrial | B: Small Business Energy Solutions | SCI (All) | Furnace 97+ AFUE (<150) w/ECM Motor | #REF! | Other | 3 | 18 | 3249.6176 | 1371 | 1878.6176 | 0.504 | 0.504 | 9.072 | 9.072 | 0.504 | 9.072 | 4.1731 | 4.8989 | 0 | 0 | 0 | 0 | 0 | 0 | 0 | 20.1 | 361.8 | 20.1 | 361.8 | 0 | 0 | 0 | 0 | 0 | 0 | 0 | 0 | 0 | 0 | 0 | 0 | 0 | 0 | 0 | 0 | 0 | 0 | 0 | 0 | 20.1 | 361.8 | 0 | 0 | 0 | 263.2653 | 286.002 | 0 | 0 | 549.2673 | 2.3889 | 2.9236 | 0 | 0 | 0 | 6.1965 | 11.509 | 560.7763 | 0 | 0 | 0 | 0 | 0 | 0 | 560.7763 | 0 | 0 | 0 | 0 | 0 | 2770.3152 | 0 | 2770.3152 | 77.09 | 0 | 0 | 0 | 0 | 0 | 355.1611 | 0 | 432.2512 | 3202.5664 | 0 | 0 | 0 | 0 | 0 | 0 | 0 | 0 | 3202.5664 | 0 | 0 | 0 | 0 | 0 | 0 | 0 | 3763.3427
C - Commercial & Industrial | B: Small Business Energy Solutions | SCI (All) | Condensing Boiler >= 90% AFUE (Up to 300 MBH) | #REF! | BHVAC | 31 | 25 | 95978.5279 | 31217 | 64761.5279 | 0 | 0 | 0 | 0 | 0 | 0 | 0 | 0 | 0 | 0 | 0 | 0 | 0 | 0 | 0 | 948.6 | 23715 | 948.6 | 23715 | 0 | 0 | 0 | 0 | 0 | 0 | 0 | 0 | 0 | 0 | 0 | 0 | 0 | 0 | 0 | 0 | 0 | 0 | 0 | 0 | 948.6 | 23715 | 0 | 0 | 0 | 0 | 0 | 0 | 0 | 0 | 0 | 0 | 0 | 0 | 0 | 0 | 0 | 0 | 0 | 0 | 0 | 0 | 0 | 0 | 0 | 0 | 0 | 0 | 0 | 0 | 177517.1071 | 0 | 177517.1071 | 4697.8573 | 0 | 0 | 0 | 0 | 0 | 17797.571 | 0 | 22495.4282 | 200012.5354 | 0 | 0 | 0 | 0 | 0 | 0 | 0 | 0 | 200012.5354 | 0 | 0 | 0 | 0 | 0 | 0 | 0 | 200012.5354
C - Commercial & Industrial | B: Small Business Energy Solutions | SCI (All) | Condensing Boiler >= 96% AFUE (Up to 300 MBH) | #REF! | BHVAC | 6 | 25 | 23311.8537 | 9042 | 14269.8537 | 0 | 0 | 0 | 0 | 0 | 0 | 0 | 0 | 0 | 0 | 0 | 0 | 0 | 0 | 0 | 166.8 | 4170 | 166.8 | 4170 | 0 | 0 | 0 | 0 | 0 | 0 | 0 | 0 | 0 | 0 | 0 | 0 | 0 | 0 | 0 | 0 | 0 | 0 | 0 | 0 | 166.8 | 4170 | 0 | 0 | 0 | 0 | 0 | 0 | 0 | 0 | 0 | 0 | 0 | 0 | 0 | 0 | 0 | 0 | 0 | 0 | 0 | 0 | 0 | 0 | 0 | 0 | 0 | 0 | 0 | 0 | 31214.2668 | 0 | 31214.2668 | 826.0622 | 0 | 0 | 0 | 0 | 0 | 3129.4907 | 0 | 3955.5528 | 35169.8196 | 0 | 0 | 0 | 0 | 0 | 0 | 0 | 0 | 35169.8196 | 0 | 0 | 0 | 0 | 0 | 0 | 0 | 35169.8196
C - Commercial & Industrial | B: Small Business Energy Solutions | SCI (All) | Condensing Boiler >= 90% thermal efficiency (301 to 499 MBH) | #REF! | BHVAC | 5 | 25 | 20540 | 10035 | 10505 | 0 | 0 | 0 | 0 | 0 | 0 | 0 | 0 | 0 | 0 | 0 | 0 | 0 | 0 | 0 | 292 | 7300 | 292 | 7300 | 0 | 0 | 0 | 0 | 0 | 0 | 0 | 0 | 0 | 0 | 0 | 0 | 0 | 0 | 0 | 0 | 0 | 0 | 0 | 0 | 292 | 7300 | 0 | 0 | 0 | 0 | 0 | 0 | 0 | 0 | 0 | 0 | 0 | 0 | 0 | 0 | 0 | 0 | 0 | 0 | 0 | 0 | 0 | 0 | 0 | 0 | 0 | 0 | 0 | 0 | 54643.6805 | 0 | 54643.6805 | 1446.1041 | 0 | 0 | 0 | 0 | 0 | 5478.4848 | 0 | 6924.5889 | 61568.2694 | 0 | 0 | 0 | 0 | 0 | 0 | 0 | 0 | 61568.2694 | 0 | 0 | 0 | 0 | 0 | 0 | 0 | 61568.2694
C - Commercial & Industrial | B: Small Business Energy Solutions | SCI (All) | Condensing Boiler >= 90% thermal efficiency (500 to 999 MBH) | #REF! | BHVAC | 5 | 25 | 26890 | 20035 | 6855 | 0 | 0 | 0 | 0 | 0 | 0 | 0 | 0 | 0 | 0 | 0 | 0 | 0 | 0 | 0 | 536.5 | 13412.5 | 536.5 | 13412.5 | 0 | 0 | 0 | 0 | 0 | 0 | 0 | 0 | 0 | 0 | 0 | 0 | 0 | 0 | 0 | 0 | 0 | 0 | 0 | 0 | 536.5 | 13412.5 | 0 | 0 | 0 | 0 | 0 | 0 | 0 | 0 | 0 | 0 | 0 | 0 | 0 | 0 | 0 | 0 | 0 | 0 | 0 | 0 | 0 | 0 | 0 | 0 | 0 | 0 | 0 | 0 | 100398.406 | 0 | 100398.406 | 2656.9686 | 0 | 0 | 0 | 0 | 0 | 10065.7778 | 0 | 12722.7464 | 113121.1525 | 0 | 0 | 0 | 0 | 0 | 0 | 0 | 0 | 113121.1525 | 0 | 0 | 0 | 0 | 0 | 0 | 0 | 113121.1525
C - Commercial & Industrial | B: Small Business Energy Solutions | SCI (All) | Condensing Boiler >= 90% thermal efficiency (1000 to 1700 MBH) | #REF! | BHVAC | 7 | 25 | 55419 | 52549 | 2870 | 0 | 0 | 0 | 0 | 0 | 0 | 0 | 0 | 0 | 0 | 0 | 0 | 0 | 0 | 0 | 1380.4 | 34510 | 1380.4 | 34510 | 0 | 0 | 0 | 0 | 0 | 0 | 0 | 0 | 0 | 0 | 0 | 0 | 0 | 0 | 0 | 0 | 0 | 0 | 0 | 0 | 1380.4 | 34510 | 0 | 0 | 0 | 0 | 0 | 0 | 0 | 0 | 0 | 0 | 0 | 0 | 0 | 0 | 0 | 0 | 0 | 0 | 0 | 0 | 0 | 0 | 0 | 0 | 0 | 0 | 0 | 0 | 258322.3853 | 0 | 258322.3853 | 6836.3085 | 0 | 0 | 0 | 0 | 0 | 25898.9742 | 0 | 32735.2827 | 291057.668 | 0 | 0 | 0 | 0 | 0 | 0 | 0 | 0 | 291057.668 | 0 | 0 | 0 | 0 | 0 | 0 | 0 | 291057.668
C - Commercial & Industrial | B: Small Business Energy Solutions | SCI (All) | Condensing Boiler >= 90% thermal efficiency (1701 to 2000 MBH) | #REF! | BHVAC | 5 | 25 | 54400 | 50035 | 4365 | 0 | 0 | 0 | 0 | 0 | 0 | 0 | 0 | 0 | 0 | 0 | 0 | 0 | 0 | 0 | 1725.5 | 43137.5 | 1725.5 | 43137.5 | 0 | 0 | 0 | 0 | 0 | 0 | 0 | 0 | 0 | 0 | 0 | 0 | 0 | 0 | 0 | 0 | 0 | 0 | 0 | 0 | 1725.5 | 43137.5 | 0 | 0 | 0 | 0 | 0 | 0 | 0 | 0 | 0 | 0 | 0 | 0 | 0 | 0 | 0 | 0 | 0 | 0 | 0 | 0 | 0 | 0 | 0 | 0 | 0 | 0 | 0 | 0 | 322902.9816 | 0 | 322902.9816 | 8545.3856 | 0 | 0 | 0 | 0 | 0 | 32373.7178 | 0 | 40919.1033 | 363822.0849 | 0 | 0 | 0 | 0 | 0 | 0 | 0 | 0 | 363822.0849 | 0 | 0 | 0 | 0 | 0 | 0 | 0 | 363822.0849
C - Commercial & Industrial | B: Small Business Energy Solutions | SCI (All) | Infrared Heater, Low Intensity (all sizes) | #REF! | BHVAC | [44 empty] | 0 | 0 | [56 empty] | 0
C - Commercial & Industrial | B: Small Business Energy Solutions | SCI (All) | Water Heater - Tankless, On-Demand >=.82 | #REF! | EHoWa | [44 empty] | 0 | 0 | [56 empty] | 0
C - Commercial & Industrial | B: Small Business Energy Solutions | SCI (All) | Water Heater - Tankless, On-Demand >=.94 | #REF! | EHoWa | [44 empty] | 0 | 0 | [56 empty] | 0
C - Commercial & Industrial | B: Small Business Energy Solutions | SCI (All) | Water Heater - Indirect (attached to ES FHW Boiler; Combined eff rating >=85% (EF=.82) | #REF! | EHoWa | [44 empty] | 0 | 0 | [56 empty] | 0
C - Commercial & Industrial | B: Small Business Energy Solutions | SCI (All) | Water Heater - Condensing (EF 0.95) | #REF! | EHoWa | [44 empty] | 0 | 0 | [56 empty] | 0
C - Commercial & Industrial | B: Small Business Energy Solutions | SCI (All) | Water Heater - Stand Alone Storage Tank (EF 0.67) | #REF! | EHoWa | [44 empty] | 0 | 0 | [56 empty] | 0
C - Commercial & Industrial | B: Small Business Energy Solutions | SCI (All) | Water Heater - Integrated w/Condensing Boiler >= 90% AFUE | #REF! | EHoWa | 7 | 20 | 12096 | 8442 | 3654 | 0 | 0 | 0 | 0 | 0 | 0 | 0 | 0 | 0 | 0 | 0 | 0 | 0 | 0 | 0 | 172.2 | 3444 | 172.2 | 3444 | 0 | 0 | 0 | 0 | 0 | 0 | 0 | 0 | 0 | 0 | 0 | 0 | 0 | 0 | 0 | 0 | 0 | 0 | 0 | 0 | 172.2 | 3444 | 0 | 0 | 0 | 0 | 0 | 0 | 0 | 0 | 0 | 0 | 0 | 0 | 0 | 0 | 0 | 0 | 0 | 0 | 0 | 0 | 0 | 0 | 0 | 0 | 0 | 0 | 0 | 0 | 26211.5617 | 0 | 26211.5617 | 718.5504 | 0 | 0 | 0 | 0 | 0 | 3099.5381 | 0 | 3818.0886 | 30029.6502 | 0 | 0 | 0 | 0 | 0 | 0 | 0 | 0 | 30029.6502 | 0 | 0 | 0 | 0 | 0 | 0 | 0 | 30029.6502
C - Commercial & Industrial | B: Small Business Energy Solutions | SCI (All) | Water Heater - Integrated w/Condensing Boiler >= 95% AFUE | #REF! | EHoWa | 2 | 20 | 6730.5454 | 3012 | 3718.5454 | 0 | 0 | 0 | 0 | 0 | 0 | 0 | 0 | 0 | 0 | 0 | 0 | 0 | 0 | 0 | 63.6 | 1272 | 63.6 | 1272 | 0 | 0 | 0 | 0 | 0 | 0 | 0 | 0 | 0 | 0 | 0 | 0 | 0 | 0 | 0 | 0 | 0 | 0 | 0 | 0 | 63.6 | 1272 | 0 | 0 | 0 | 0 | 0 | 0 | 0 | 0 | 0 | 0 | 0 | 0 | 0 | 0 | 0 | 0 | 0 | 0 | 0 | 0 | 0 | 0 | 0 | 0 | 0 | 0 | 0 | 0 | 9680.9252 | 0 | 9680.9252 | 265.388 | 0 | 0 | 0 | 0 | 0 | 1144.7772 | 0 | 1410.1651 | 11091.0903 | 0 | 0 | 0 | 0 | 0 | 0 | 0 | 0 | 11091.0903 | 0 | 0 | 0 | 0 | 0 | 0 | 0 | 11091.0903
C - Commercial & Industrial | B: Small Business Energy Solutions | SCI (All) | Condensed Unit Heater >= 90% thermal efficiency (up to 300 MBH) | #REF! | BHVAC | [44 empty] | 0 | 0 | [56 empty] | 0
C - Commercial & Industrial | B: Small Business Energy Solutions | SCI (All) | Kitchen - Fryer | #REF! | Other | [44 empty] | 0 | 0 | [56 empty] | 0
C - Commercial & Industrial | B: Small Business Energy Solutions | SCI (All) | Kitchen - Steamer (ES >= 38% efficiency) | #REF! | Other | [44 empty] | 0 | 0 | [56 empty] | 0
C - Commercial & Industrial | B: Small Business Energy Solutions | SCI (All) | Kitchen - Convection Oven (>= 44% efficiency) | #REF! | Other | 2 | 12 | 3772 | 2014 | 1758 | 0 | 0 | 0 | 0 | 0 | 0 | 0 | 0 | 0 | 0 | 0 | 0 | 0 | 0 | 0 | 25.8 | 309.6 | 25.8 | 309.6 | 0 | 0 | 0 | 0 | 0 | 0 | 0 | 0 | 0 | 0 | 0 | 0 | 0 | 0 | 0 | 0 | 0 | 0 | 0 | 0 | 25.8 | 309.6 | 0 | 0 | 0 | 0 | 0 | 0 | 0 | 0 | 0 | 0 | 0 | 0 | 0 | 0 | 0 | 0 | 0 | 0 | 0 | 0 | 0 | 0 | 0 | 0 | 0 | 0 | 0 | 0 | 0 | 2234.9064 | 2234.9064 | 70.3363 | 0 | 0 | 0 | 0 | 0 | 0 | 446.6619 | 516.9983 | 2751.9047 | 0 | 0 | 0 | 0 | 0 | 0 | 0 | 0 | 2751.9047 | 0 | 0 | 0 | 0 | 0 | 0 | 0 | 2751.9047
C - Commercial & Industrial | B: Small Business Energy Solutions | SCI (All) | Kitchen - Combination Oven (>= 44% efficiency) | #REF! | Other | [44 empty] | 0 | 0 | [56 empty] | 0
C - Commercial & Industrial | B: Small Business Energy Solutions | SCI (All) | Kitchen - Conveyor Oven (>= 44% efficiency) | #REF! | Other | [44 empty] | 0 | 0 | [56 empty] | 0
C - Commercial & Industrial | B: Small Business Energy Solutions | SCI (All) | Kitchen - Rack Oven (>= 50% efficiency) | #REF! | Other | [44 empty] | 0 | 0 | [56 empty] | 0
C - Commercial & Industrial | B: Small Business Energy Solutions | SCI (All) | Kitchen - Griddle | #REF! | Other | [44 empty] | 0 | 0 | [56 empty] | 0
C - Commercial & Industrial | B: Small Business Energy Solutions | SCI (All) | Kitchen - Pre Rinse Sprayers | #REF! | EHoWa | 75 | 5 | 11250 | 11250 | 0 | 0 | 0 | 0 | 0 | 0 | 0 | 0 | 0 | 0 | 0 | 0 | 0 | 0 | 0 | 0 | 855 | 4275 | 855 | 4275 | 0 | 0 | 0 | 0 | 0 | 0 | 0 | 0 | 0 | 0 | 0 | 0 | 0 | 0 | 0 | 0 | 0 | 0 | 0 | 0 | 855 | 4275 | 480750 | 0 | 2403750 | 0 | 0 | 0 | 0 | 0 | 0 | 0 | 0 | 0 | 0 | 0 | 0 | 0 | 0 | 0 | 0 | 0 | 0 | 0 | 0 | 0 | 0 | 0 | 0 | 27985.6578 | 0 | 0 | 27985.6578 | 1048.6918 | 0 | 0 | 0 | 0 | 13665.6948 | 0 | 0 | 14714.3866 | 42700.0445 | 0 | 0 | 0 | 0 | 0 | 0 | 18176.9674 | 0 | 60877.0118 | 0 | 0 | 0 | 0 | 0 | 0 | 0 | 60877.0118
C - Commercial & Industrial | B: Small Business Energy Solutions | SCI (All) | Hair Salon - Rinse Sprayers | #REF! | EHoWa | 20 | 8 | 3000 | 3000 | 0 | 0 | 0 | 0 | 0 | 0 | 0 | 0 | 0 | 0 | 0 | 0 | 0 | 0 | 0 | 0 | 228 | 1824 | 228 | 1824 | 0 | 0 | 0 | 0 | 0 | 0 | 0 | 0 | 0 | 0 | 0 | 0 | 0 | 0 | 0 | 0 | 0 | 0 | 0 | 0 | 228 | 1824 | 128200 | 0 | 1025600 | 0 | 0 | 0 | 0 | 0 | 0 | 0 | 0 | 0 | 0 | 0 | 0 | 0 | 0 | 0 | 0 | 0 | 0 | 0 | 0 | 0 | 0 | 0 | 0 | 11819.7175 | 0 | 0 | 11819.7175 | 432.8524 | 0 | 0 | 0 | 0 | 3876.4576 | 0 | 0 | 4309.31 | 16129.0274 | 0 | 0 | 0 | 0 | 0 | 0 | 7502.6271 | 0 | 23631.6545 | 0 | 0 | 0 | 0 | 0 | 0 | 0 | 23631.6545
C - Commercial & Industrial | B: Small Business Energy Solutions | SCI (All) | Boiler Reset Controls | #REF! | HVAC | 4 | 15 | 3972 | 928 | 3044 | 0 | 0 | 0 | 0 | 0 | 0 | 0 | 0 | 0 | 0 | 0 | 0 | 0 | 0 | 0 | 142 | 2130 | 142 | 2130 | 0 | 0 | 0 | 0 | 0 | 0 | 0 | 0 | 0 | 0 | 0 | 0 | 0 | 0 | 0 | 0 | 0 | 0 | 0 | 0 | 142 | 2130 | 0 | 0 | 0 | 0 | 0 | 0 | 0 | 0 | 0 | 0 | 0 | 0 | 0 | 0 | 0 | 0 | 0 | 0 | 0 | 0 | 0 | 0 | 0 | 0 | 0 | 0 | 0 | 0 | 16440.5731 | 0 | 16440.5731 | 468.5444 | 0 | 0 | 0 | 0 | 0 | 2434.7199 | 0 | 2903.2643 | 19343.8374 | 0 | 0 | 0 | 0 | 0 | 0 | 0 | 0 | 19343.8374 | 0 | 0 | 0 | 0 | 0 | 0 | 0 | 19343.8374
C - Commercial & Industrial | B: Small Business Energy Solutions | SCI (All) | Steam Trap | #REF! | HVAC | 60 | 6 | 15000 | 3000 | 12000 | 0 | 0 | 0 | 0 | 0 | 0 | 0 | 0 | 0 | 0 | 0 | 0 | 0 | 0 | 0 | 1542 | 9252 | 1542 | 9252 | 0 | 0 | 0 | 0 | 0 | 0 | 0 | 0 | 0 | 0 | 0 | 0 | 0 | 0 | 0 | 0 | 0 | 0 | 0 | 0 | 1542 | 9252 | 0 | 0 | 0 | 0 | 0 | 0 | 0 | 0 | 0 | 0 | 0 | 0 | 0 | 0 | 0 | 0 | 0 | 0 | 0 | 0 | 0 | 0 | 0 | 0 | 0 | 0 | 0 | 0 | 72497.3307 | 0 | 72497.3307 | 2244.5532 | 0 | 0 | 0 | 0 | 0 | 23642.8541 | 0 | 25887.4073 | 98384.738 | 0 | 0 | 0 | 0 | 0 | 0 | 0 | 0 | 98384.738 | 0 | 0 | 0 | 0 | 0 | 0 | 0 | 98384.738
C - Commercial & Industrial | B: Small Business Energy Solutions | SCI (All) | Thermostat - Standard, 7-Day Programmable | #REF! | HVAC | 200 | 15 | 5900 | 5900 | 0 | 0 | 0 | 0 | 0 | 0 | 0 | 0 | 0 | 0 | 0 | 0 | 0 | 0 | 0 | 0 | 640 | 9600 | 640 | 9600 | 0 | 0 | 0 | 0 | 0 | 0 | 0 | 0 | 0 | 0 | 0 | 0 | 0 | 0 | 0 | 0 | 0 | 0 | 0 | 0 | 640 | 9600 | 0 | 0 | 0 | 0 | 0 | 0 | 0 | 0 | 0 | 0 | 0 | 0 | 0 | 0 | 0 | 0 | 0 | 0 | 0 | 0 | 0 | 0 | 0 | 0 | 0 | 0 | 0 | 0 | 74098.3575 | 0 | 74098.3575 | 2111.7494 | 0 | 0 | 0 | 0 | 0 | 10973.3854 | 0 | 13085.1348 | 87183.4923 | 0 | 0 | 0 | 0 | 0 | 0 | 0 | 0 | 87183.4923 | 0 | 0 | 0 | 0 | 0 | 0 | 0 | 87183.4923
C - Commercial & Industrial | B: Small Business Energy Solutions | SCI (All) | Thermostat - WiFi (Heating Only) | #REF! | Hot Water | [44 empty] | 0 | 0 | [56 empty] | 0
C - Commercial & Industrial | B: Small Business Energy Solutions | SCI (All) | Thermostat - WiFI (Cooling & Heating) | #REF! | Hot Water | [44 empty] | 0 | 0 | [56 empty] | 0
C - Commercial & Industrial | B: Small Business Energy Solutions | SCI (All) | Aerator | #REF! | Hot Water | 1305 | 10 | 4567.5 | 4567.5 | 0 | 0 | 0 | 0 | 0 | 0 | 0 | 0 | 0 | 0 | 0 | 0 | 0 | 0 | 0 | 0 | 2218.5 | 22185 | 2218.5 | 22185 | 0 | 0 | 0 | 0 | 0 | 0 | 0 | 0 | 0 | 0 | 0 | 0 | 0 | 0 | 0 | 0 | 0 | 0 | 0 | 0 | 2218.5 | 22185 | 0 | 0 | 0 | 0 | 0 | 0 | 0 | 0 | 0 | 0 | 0 | 0 | 0 | 0 | 0 | 0 | 0 | 0 | 0 | 0 | 0 | 0 | 0 | 0 | 0 | 0 | 0 | 142919.8552 | 0 | 0 | 142919.8552 | 5150.7361 | 0 | 0 | 0 | 0 | 39136.8401 | 0 | 0 | 44287.5763 | 187207.4315 | 0 | 0 | 0 | 0 | 0 | 0 | 0 | 0 | 187207.4315 | 0 | 0 | 0 | 0 | 0 | 0 | 0 | 187207.4315
C - Commercial & Industrial | B: Small Business Energy Solutions | SCI (All) | Shower Head | #REF! | Hot Water | 1000 | 10 | 17500 | 17500 | 0 | 0 | 0 | 0 | 0 | 0 | 0 | 0 | 0 | 0 | 0 | 0 | 0 | 0 | 0 | 0 | 2650 | 26500 | 2650 | 26500 | 0 | 0 | 0 | 0 | 0 | 0 | 0 | 0 | 0 | 0 | 0 | 0 | 0 | 0 | 0 | 0 | 0 | 0 | 0 | 0 | 2650 | 26500 | 0 | 0 | 0 | 0 | 0 | 0 | 0 | 0 | 0 | 0 | 0 | 0 | 0 | 0 | 0 | 0 | 0 | 0 | 0 | 0 | 0 | 0 | 0 | 0 | 0 | 0 | 0 | 170717.8798 | 0 | 0 | 170717.8798 | 6152.5584 | 0 | 0 | 0 | 0 | 46748.9864 | 0 | 0 | 52901.5448 | 223619.4246 | 0 | 0 | 0 | 0 | 0 | 0 | 0 | 0 | 223619.4246 | 0 | 0 | 0 | 0 | 0 | 0 | 0 | 223619.4246
C - Commercial & Industrial | B: Small Business Energy Solutions | SCI (All) | Shower Head Hand Handle | #REF! | Hot Water | 16 | 10 | 320 | 320 | 0 | 0 | 0 | 0 | 0 | 0 | 0 | 0 | 0 | 0 | 0 | 0 | 0 | 0 | 0 | 0 | 42.4 | 424 | 42.4 | 424 | 0 | 0 | 0 | 0 | 0 | 0 | 0 | 0 | 0 | 0 | 0 | 0 | 0 | 0 | 0 | 0 | 0 | 0 | 0 | 0 | 42.4 | 424 | 0 | 0 | 0 | 0 | 0 | 0 | 0 | 0 | 0 | 0 | 0 | 0 | 0 | 0 | 0 | 0 | 0 | 0 | 0 | 0 | 0 | 0 | 0 | 0 | 0 | 0 | 0 | 2731.4861 | 0 | 0 | 2731.4861 | 98.4409 | 0 | 0 | 0 | 0 | 747.9838 | 0 | 0 | 846.4247 | 3577.9108 | 0 | 0 | 0 | 0 | 0 | 0 | 0 | 0 | 3577.9108 | 0 | 0 | 0 | 0 | 0 | 0 | 0 | 3577.9108
[50 empty] | 0 | 0 | [56 empty] | 0
[50 empty] | 0 | 0 | [56 empty] | 0
[50 empty] | 0 | 0 | [56 empty] | 0
[50 empty] | 0 | 0 | [56 empty] | 0
[50 empty] | 0 | 0 | [56 empty] | 0
[50 empty] | 0 | 0 | [56 empty] | 0
[50 empty] | 0 | 0 | [56 empty] | 0
[50 empty] | 0 | 0 | [56 empty] | 0
[50 empty] | 0 | 0 | [56 empty] | 0
[50 empty] | 0 | 0 | [56 empty] | 0
[50 empty] | 0 | 0 | [56 empty] | 0
[50 empty] | 0 | 0 | [56 empty] | 0
[50 empty] | 0 | 0 | [56 empty] | 0
[50 empty] | 0 | 0 | [56 empty] | 0
[50 empty] | 0 | 0 | [56 empty] | 0
[50 empty] | 0 | 0 | [56 empty] | 0
[50 empty] | 0 | 0 | [56 empty] | 0
[50 empty] | 0 | 0 | [56 empty] | 0
[50 empty] | 0 | 0 | [56 empty] | 0
[50 empty] | 0 | 0 | [56 empty] | 0
[50 empty] | 0 | 0 | [56 empty] | 0
[50 empty] | 0 | 0 | [56 empty] | 0
[50 empty] | 0 | 0 | [56 empty] | 0
[50 empty] | 0 | 0 | [56 empty] | 0
[50 empty] | 0 | 0 | [56 empty] | 0
[50 empty] | 0 | 0 | [56 empty] | 0
[50 empty] | 0 | 0 | [56 empty] | 0
[50 empty] | 0 | 0 | [56 empty] | 0
[50 empty] | 0 | 0 | [56 empty] | 0
[50 empty] | 0 | 0 | [56 empty] | 0
[50 empty] | 0 | 0 | [56 empty] | 0
[50 empty] | 0 | 0 | [56 empty] | 0
[50 empty] | 0 | 0 | [56 empty] | 0
[50 empty] | 0 | 0 | [56 empty] | 0
[50 empty] | 0 | 0 | [56 empty] | 0
[50 empty] | 0 | 0 | [56 empty] | 0
[50 empty] | 0 | 0 | [56 empty] | 0
[50 empty] | 0 | 0 | [56 empty] | 0
[50 empty] | 0 | 0 | [56 empty] | 0
[50 empty] | 0 | 0 | [56 empty] | 0
[50 empty] | 0 | 0 | [56 empty] | 0
[50 empty] | 0 | 0 | [56 empty] | 0
[50 empty] | 0 | 0 | [56 empty] | 0
[50 empty] | 0 | 0 | [56 empty] | 0
[50 empty] | 0 | 0 | [56 empty] | 0
[50 empty] | 0 | 0 | [56 empty] | 0
[50 empty] | 0 | 0 | [56 empty] | 0
[50 empty] | 0 | 0 | [56 empty] | 0
[50 empty] | 0 | 0 | [56 empty] | 0
[50 empty] | 0 | 0 | [56 empty] | 0
[50 empty] | 0 | 0 | [56 empty] | 0
[50 empty] | 0 | 0 | [56 empty] | 0
[50 empty] | 0 | 0 | [56 empty] | 0
[50 empty] | 0 | 0 | [56 empty] | 0
[50 empty] | 0 | 0 | [56 empty] | 0
[50 empty] | 0 | 0 | [56 empty] | 0
[50 empty] | 0 | 0 | [56 empty] | 0
[50 empty] | 0 | 0 | [56 empty] | 0
[50 empty] | 0 | 0 | [56 empty] | 0
[50 empty] | 0 | 0 | [56 empty] | 0
[50 empty] | 0 | 0 | [56 empty] | 0
[50 empty] | 0 | 0 | [56 empty] | 0
[50 empty] | 0 | 0 | [56 empty] | 0
[50 empty] | 0 | 0 | [56 empty] | 0
[50 empty] | 0 | 0 | [56 empty] | 0
[50 empty] | 0 | 0 | [56 empty] | 0
[50 empty] | 0 | 0 | [56 empty] | 0
[50 empty] | 0 | 0 | [56 empty] | 0
[50 empty] | 0 | 0 | [56 empty] | 0
[50 empty] | 0 | 0 | [56 empty] | 0
[50 empty] | 0 | 0 | [56 empty] | 0
[50 empty] | 0 | 0 | [56 empty] | 0
[50 empty] | 0 | 0 | [56 empty] | 0
[50 empty] | 0 | 0 | [56 empty] | 0
[50 empty] | 0 | 0 | [56 empty] | 0
[50 empty] | 0 | 0 | [56 empty] | 0
[50 empty] | 0 | 0 | [56 empty] | 0
[50 empty] | 0 | 0 | [56 empty] | 0
[50 empty] | 0 | 0 | [56 empty] | 0
[50 empty] | 0 | 0 | [56 empty] | 0
[50 empty] | 0 | 0 | [56 empty] | 0
[50 empty] | 0 | 0 | [56 empty] | 0
[50 empty] | 0 | 0 | [56 empty] | 0
[50 empty] | 0 | 0 | [56 empty] | 0
[50 empty] | 0 | 0 | [56 empty] | 0
[50 empty] | 0 | 0 | [56 empty] | 0
[50 empty] | 0 | 0 | [56 empty] | 0
[50 empty] | 0 | 0 | [56 empty] | 0
[50 empty] | 0 | 0 | [56 empty] | 0
[50 empty] | 0 | 0 | [56 empty] | 0
[50 empty] | 0 | 0 | [56 empty] | 0
[50 empty] | 0 | 0 | [56 empty] | 0
[50 empty] | 0 | 0 | [56 empty] | 0
[50 empty] | 0 | 0 | [56 empty] | 0
[50 empty] | 0 | 0 | [56 empty] | 0
[50 empty] | 0 | 0 | [56 empty] | 0
[50 empty] | 0 | 0 | [56 empty] | 0
[50 empty] | 0 | 0 | [56 empty] | 0
[50 empty] | 0 | 0 | [56 empty] | 0
[50 empty] | 0 | 0 | [56 empty] | 0
C - Commercial & Industrial | H: Education | Education | C&I Education Budget | #REF! | 0 | [44 empty] | 0 | 0 | [56 empty] | 0
[50 empty] | 0 | 0 | [56 empty] | 0
[50 empty] | 0 | 0 | [56 empty] | 0
[50 empty] | 0 | 0 | [56 empty] | 0
[50 empty] | 0 | 0 | [56 empty] | 0
[50 empty] | 0 | 0 | [56 empty] | 0
[50 empty] | 0 | 0 | [56 empty] | 0
[50 empty] | 0 | 0 | [56 empty] | 0
[50 empty] | 0 | 0 | [56 empty] | 0
[50 empty] | 0 | 0 | [56 empty] | 0
[50 empty] | 0 | 0 | [56 empty] | 0
[50 empty] | 0 | 0 | [56 empty] | 0
B - Low-Income | A: Home Energy Assistance | HEA (Weatherization) | Low Income - Single Family | #REF! | Envelope | 80.4642 | 19.526 | 532633.853 | 532633.853 | 0 | 29.5963 | 29.5963 | 577.8987 | 577.8987 | 29.5963 | 577.8987 | 219.6015 | 358.2972 | 0 | 0 | 0 | 0 | 0 | 0 | 0 | 3146.1499 | 61431.7806 | 3146.1499 | 61431.7806 | 0 | 0 | 0 | 0 | 0 | 0 | 0 | 0 | 0 | 0 | 0 | 0 | 0 | 0 | 0 | 0 | 0 | 0 | 0 | 0 | 3146.1499 | 61431.7806 | 0 | 0 | 0 | 13979.8264 | 21100.5327 | 0 | 0 | 35080.3591 | 115.8862 | 197.1152 | 0 | 0 | 0 | 369.7566 | 682.758 | 35763.1171 | 0 | 0 | 0 | 0 | 0 | 0 | 35763.1171 | 0 | 0 | 522974.7016 | 0 | 0 | 0 | 0 | 522974.7016 | 12879.3996 | 0 | 0 | 52690.4342 | 0 | 0 | 0 | 0 | 65569.8338 | 588544.5354 | 0 | 0 | 0 | 0 | 0 | 0 | 0 | 0 | 588544.5354 | 0 | 0 | 0 | 0 | 0 | 0 | 0 | 624307.6525
B - Low-Income | A: Home Energy Assistance | HEA (Weatherization) | Low Income - Multifamily | #REF! | Envelope | 117.8077 | 20.6879 | 287366.147 | 287366.147 | 0 | 21.1229 | 21.1229 | 436.9885 | 436.9885 | 21.1229 | 436.9885 | 166.0556 | 270.9329 | 0 | 0 | 0 | 0 | 0 | 0 | 0 | 2155.881 | 44600.6146 | 2155.881 | 44600.6146 | 0 | 0 | 0 | 0 | 0 | 0 | 0 | 0 | 0 | 0 | 0 | 0 | 0 | 0 | 0 | 0 | 0 | 0 | 0 | 0 | 2155.881 | 44600.6146 | 0 | 0 | 0 | 10643.517 | 16064.6149 | 0 | 0 | 26708.1319 | 82.708 | 140.6812 | 0 | 0 | 0 | 267.0005 | 490.3897 | 27198.5216 | 0 | 0 | 0 | 0 | 0 | 0 | 27198.5216 | 0 | 0 | 378101.5474 | 0 | 0 | 0 | 0 | 378101.5474 | 9237.8248 | 0 | 0 | 36402.8788 | 0 | 0 | 0 | 0 | 45640.7036 | 423742.251 | 0 | 0 | 0 | 0 | 0 | 0 | 0 | 0 | 423742.251 | 0 | 0 | 0 | 0 | 0 | 0 | 0 | 450940.7726
[50 empty] | 0 | 0 | [56 empty] | 0
A - Residential | C: Home Performance with Energy Star | HPwES (Weatherization) | Single Family (1-4 Units) - MMBtu | #REF! | Home Energy Services | 207.1172 | 21.2318 | 1060911.0952 | 534078.3476 | 526832.7476 | 0 | 0 | 0 | 0 | 0 | 0 | 0 | 0 | 0 | 0 | 0 | 0 | 0 | 0 | 0 | 7369.2714 | 156463.2611 | 7369.2714 | 156463.2611 | 0 | 0 | 0 | 0 | 0 | 0 | 0 | 0 | 0 | 0 | 0 | 0 | 0 | 0 | 0 | 0 | 0 | 0 | 0 | 0 | 7369.2714 | 156463.2611 | 0 | 0 | 0 | 0 | 0 | 0 | 0 | 0 | 0 | 0 | 0 | 0 | 0 | 0 | 0 | 0 | 0 | 0 | 0 | 0 | 0 | 0 | 0 | 0 | 0 | 1323763.0693 | 0 | 0 | 0 | 0 | 1323763.0693 | 32224.3586 | 0 | 0 | 124899.4853 | 0 | 0 | 0 | 0 | 157123.8439 | 1480886.9132 | 0 | 0 | 0 | 0 | 0 | 0 | 0 | 0 | 1480886.9132 | 0 | 0 | 0 | 0 | 0 | 0 | 0 | 1480886.9132
A - Residential | C: Home Performance with Energy Star | HPwES (Weatherization) | Single Family (1-4 Units) - kWh | #REF! | Home Energy Services | 207.1172 | 20 | 0 | 0 | 0 | 185.3699 | 185.3699 | 3707.3984 | 3707.3984 | 185.3699 | 3707.3984 | 1000.9976 | 1482.9594 | 481.9618 | 741.4797 | 0 | 0 | 0 | 0 | 0 | 0 | 0 | 0 | 0 | 0 | 0 | 0 | 0 | 0 | 0 | 0 | 0 | 0 | 0 | 0 | 0 | 0 | 0 | 0 | 0 | 0 | 0 | 0 | 0 | 0 | 0 | 0 | 0 | 0 | 63896.387 | 87565.6639 | 31111.5933 | 37723.6472 | 220297.2914 | 515.7189 | 796.5071 | 406.3269 | -1.1887 | 581.4291 | 1559.1918 | 3857.9851 | 224155.2765 | 0 | 0 | 0 | 0 | 0 | 0 | 224155.2765 | 0 | 0 | 0 | 0 | 0 | 0 | 0 | 0 | 0 | 0 | 0 | 0 | 0 | 0 | 0 | 0 | 0 | 0 | 0 | 0 | 0 | 0 | 0 | 0 | 0 | 0 | 0 | 0 | 0 | 0 | 0 | 0 | 0 | 0 | 224155.2765
[50 empty] | 0 | 0 | [56 empty] | 0
A - Residential | C: Home Performance with Energy Star | HPwES (Weatherization) | Loan Buydowns | #REF! | Home Energy Services | 20 | 1 | 10000 | 10000 | 0 | 0 | 0 | 0 | 0 | 0 | 0 | 0 | 0 | 0 | 0 | 0 | 0 | 0 | 0 | 0 | 0 | 0 | 0 | 0 | 0 | 0 | 0 | 0 | 0 | 0 | 0 | 0 | 0 | 0 | 0 | 0 | 0 | 0 | 0 | 0 | 0 | 0 | 0 | 0 | 0 | 0 | 0 | 0 | 0 | 0 | 0 | 0 | 0 | 0 | 0 | 0 | 0 | 0 | 0 | 0 | 0 | 0 | 0 | 0 | 0 | 0 | 0 | 0 | 0 | 0 | 0 | 0 | 0 | 0 | 0 | 0 | 0 | 0 | 0 | 0 | 0 | 0 | 0 | 0 | 0 | 0 | 0 | 0 | 0 | 0 | 0 | 0 | 0 | 0 | 0 | 0 | 0 | 0 | 0 | 0 | 0 | 0 | 0 | 0
[50 empty] | 0 | 0 | [56 empty] | 0
A - Residential | B: Energy Star Homes | ES Homes | ES Homes | #REF! | Home Energy Services | 43.8 | 25 | 129210 | 43800 | 85410 | 28.7225 | 28.7225 | 718.0624 | 718.0624 | 28.7225 | 718.0624 | 330.3087 | 387.7537 | 0 | 0 | 0 | 0 | 0 | 0 | 0 | 1828.65 | 45716.25 | 1828.65 | 45716.25 | 0 | 0 | 0 | 0 | 0 | 0 | 0 | 0 | 0 | 0 | 0 | 0 | 0 | 0 | 0 | 0 | 0 | 0 | 0 | 0 | 1828.65 | 45716.25 | 0 | 0 | 0 | 21718.2491 | 23620.6065 | 0 | 0 | 45338.8556 | 136.1413 | 166.612 | 0 | 0 | 0 | 377.7978 | 680.5512 | 46019.4068 | 0 | 0 | 0 | 0 | 0 | 0 | 46019.4068 | 0 | 0 | 381218.578 | 0 | 0 | 0 | 0 | 381218.578 | 9056.2268 | 0 | 0 | 31756.9006 | 0 | 0 | 0 | 0 | 40813.1274 | 422031.7053 | 0 | 0 | 0 | 0 | 0 | 0 | 0 | 0 | 422031.7053 | 0 | 0 | 0 | 0 | 0 | 0 | 0 | 468051.1121
[50 empty] | 0 | 0 | [56 empty] | 0
[50 empty] | 0 | 0 | [56 empty] | 0
A - Residential | D: Energy Star Products | ES Appliances (HVAC Systems) | Water Heater - Tankless, On-Demand >=.82 | #REF! | Hot Water | [44 empty] | 0 | 0 | [56 empty] | 0
A - Residential | D: Energy Star Products | ES Appliances (HVAC Systems) | Water Heater - Tankless, On-Demand >=.94 | #REF! | Hot Water | 111 | 19 | 270738.2399 | 89466 | 181272.2399 | 0 | 0 | 0 | 0 | 0 | 0 | 0 | 0 | 0 | 0 | 0 | 0 | 0 | 0 | 0 | 1098.9 | 20879.1 | 1098.9 | 20879.1 | 0 | 0 | 0 | 0 | 0 | 0 | 0 | 0 | 0 | 0 | 0 | 0 | 0 | 0 | 0 | 0 | 0 | 0 | 0 | 0 | 1098.9 | 20879.1 | 0 | 0 | 0 | 0 | 0 | 0 | 0 | 0 | 0 | 0 | 0 | 0 | 0 | 0 | 0 | 0 | 0 | 0 | 0 | 0 | 0 | 0 | 0 | 0 | 163667.8411 | 0 | 0 | 0 | 0 | 0 | 163667.8411 | 4402.146 | 0 | 19635.6884 | 0 | 0 | 0 | 0 | 0 | 24037.8344 | 187705.6755 | 0 | 0 | 0 | 0 | 0 | 0 | 0 | 0 | 187705.6755 | 0 | 0 | 0 | 0 | 0 | 0 | 0 | 187705.6755
A - Residential | D: Energy Star Products | ES Appliances (HVAC Systems) | Water Heater - Indirect (attached to ES FHW Boiler; Combined eff rating >=85% (EF=.82) | #REF! | Hot Water | 66 | 20 | 115434 | 26796 | 88638 | 0 | 0 | 0 | 0 | 0 | 0 | 0 | 0 | 0 | 0 | 0 | 0 | 0 | 0 | 0 | 528 | 10560 | 528 | 10560 | 0 | 0 | 0 | 0 | 0 | 0 | 0 | 0 | 0 | 0 | 0 | 0 | 0 | 0 | 0 | 0 | 0 | 0 | 0 | 0 | 528 | 10560 | 0 | 0 | 0 | 0 | 0 | 0 | 0 | 0 | 0 | 0 | 0 | 0 | 0 | 0 | 0 | 0 | 0 | 0 | 0 | 0 | 0 | 0 | 0 | 0 | 82505.975 | 0 | 0 | 0 | 0 | 0 | 82505.975 | 2203.2208 | 0 | 9521.3087 | 0 | 0 | 0 | 0 | 0 | 11724.5295 | 94230.5045 | 0 | 0 | 0 | 0 | 0 | 0 | 0 | 0 | 94230.5045 | 0 | 0 | 0 | 0 | 0 | 0 | 0 | 94230.5045
A - Residential | D: Energy Star Products | ES Appliances (HVAC Systems) | Water Heater - Condensing (EF 0.95) | #REF! | Hot Water | [44 empty] | 0 | 0 | [56 empty] | 0
A - Residential | D: Energy Star Products | ES Appliances (HVAC Systems) | Water Heater - Stand Alone Storage Tank (EF 0.67) | #REF! | Hot Water | [44 empty] | 0 | 0 | [56 empty] | 0
A - Residential | D: Energy Star Products | ES Appliances (HVAC Systems) | Water Heater - Integrated w/Condensing Boiler >= 90% AFUE | #REF! | Lighting | 114.8738 | 19 | 198556.7681 | 115563 | 82993.7681 | 0 | 0 | 0 | 0 | 0 | 0 | 0 | 0 | 0 | 0 | 0 | 0 | 0 | 0 | 0 | 1183.1997 | 22480.7943 | 1183.1997 | 22480.7943 | 0 | 0 | 0 | 0 | 0 | 0 | 0 | 0 | 0 | 0 | 0 | 0 | 0 | 0 | 0 | 0 | 0 | 0 | 0 | 0 | 1183.1997 | 22480.7943 | 0 | 0 | 0 | 0 | 0 | 0 | 0 | 0 | 0 | 0 | 0 | 0 | 0 | 0 | 0 | 0 | 0 | 0 | 0 | 0 | 0 | 0 | 0 | 0 | 0 | 191747.4333 | 0 | 0 | 0 | 0 | 191747.4333 | 4739.8469 | 0 | 0 | 19740.9415 | 0 | 0 | 0 | 0 | 24480.7884 | 216228.2218 | 0 | 0 | 0 | 0 | 0 | 0 | 0 | 0 | 216228.2218 | 0 | 0 | 0 | 0 | 0 | 0 | 0 | 216228.2218
A - Residential | D: Energy Star Products | ES Appliances (HVAC Systems) | Water Heater - Integrated w/Condensing Boiler >= 95% AFUE | #REF! | HVAC | 5 | 19 | 16826.3634 | 7530 | 9296.3634 | 0 | 0 | 0 | 0 | 0 | 0 | 0 | 0 | 0 | 0 | 0 | 0 | 0 | 0 | 0 | 64 | 1216 | 64 | 1216 | 0 | 0 | 0 | 0 | 0 | 0 | 0 | 0 | 0 | 0 | 0 | 0 | 0 | 0 | 0 | 0 | 0 | 0 | 0 | 0 | 64 | 1216 | 0 | 0 | 0 | 0 | 0 | 0 | 0 | 0 | 0 | 0 | 0 | 0 | 0 | 0 | 0 | 0 | 0 | 0 | 0 | 0 | 0 | 0 | 0 | 0 | 0 | 10371.7367 | 0 | 0 | 0 | 0 | 10371.7367 | 256.3812 | 0 | 0 | 1067.7997 | 0 | 0 | 0 | 0 | 1324.1809 | 11695.9176 | 0 | 0 | 0 | 0 | 0 | 0 | 0 | 0 | 11695.9176 | 0 | 0 | 0 | 0 | 0 | 0 | 0 | 11695.9176
A - Residential | D: Energy Star Products | ES Appliances (HVAC Systems) | Furnace 95+ AFUE (<150) w/ECM Motor | #REF! | HVAC | 145 | 17 | 133551.3617 | 44515 | 89036.3617 | 24.36 | 24.36 | 414.12 | 414.12 | 24.36 | 414.12 | 190.4952 | 223.6248 | 0 | 0 | 17.98 | 2.8768 | 2.8768 | 0 | 0 | 1174.5 | 19966.5 | 1174.5 | 19966.5 | 0 | 0 | 0 | 0 | 0 | 0 | 0 | 0 | 0 | 0 | 0 | 0 | 0 | 0 | 0 | 0 | 0 | 0 | 0 | 0 | 1174.5 | 19966.5 | 0 | 0 | 0 | 11947.0101 | 12985.5004 | 0 | 0 | 24932.5105 | 115.4636 | 141.3063 | 0 | 0 | 0 | 296.2311 | 553.001 | 25485.5116 | 0 | 0 | 0 | 0 | 0 | 0 | 25485.5116 | 0 | 0 | 171448.7207 | 0 | 0 | 0 | 0 | 171448.7207 | 4299.5892 | 0 | 0 | 19303.6888 | 0 | 0 | 0 | 0 | 23603.278 | 195051.9987 | 0 | 0 | 0 | 0 | 0 | 0 | 0 | 0 | 195051.9987 | 0 | 0 | 0 | 0 | 0 | 0 | 0 | 220537.5102
A - Residential | D: Energy Star Products | ES Appliances (HVAC Systems) | Furnace 97+ AFUE (<150) w/ECM Motor | #REF! | HVAC | 90 | 17 | 97488.5286 | 41130 | 56358.5286 | 15.12 | 15.12 | 257.04 | 257.04 | 15.12 | 257.04 | 118.2384 | 138.8016 | 0 | 0 | 11.16 | 1.7856 | 1.7856 | 0 | 0 | 828 | 14076 | 828 | 14076 | 0 | 0 | 0 | 0 | 0 | 0 | 0 | 0 | 0 | 0 | 0 | 0 | 0 | 0 | 0 | 0 | 0 | 0 | 0 | 0 | 828 | 14076 | 0 | 0 | 0 | 7415.3856 | 8059.9658 | 0 | 0 | 15475.3514 | 71.6671 | 87.7073 | 0 | 0 | 0 | 183.8676 | 343.242 | 15818.5934 | 0 | 0 | 0 | 0 | 0 | 0 | 15818.5934 | 0 | 0 | 120868.0636 | 0 | 0 | 0 | 0 | 120868.0636 | 3031.128 | 0 | 0 | 13608.7308 | 0 | 0 | 0 | 0 | 16639.8588 | 137507.9224 | 0 | 0 | 0 | 0 | 0 | 0 | 0 | 0 | 137507.9224 | 0 | 0 | 0 | 0 | 0 | 0 | 0 | 153326.5158
A - Residential | D: Energy Star Products | ES Appliances (HVAC Systems) | Condensing Boiler >= 90% AFUE (Up to 300 MBH) | #REF! | HVAC | 50 | 20 | 154804.0772 | 50350 | 104454.0772 | 0 | 0 | 0 | 0 | 0 | 0 | 0 | 0 | 0 | 0 | 0 | 0 | 0 | 0 | 0 | 570 | 11400 | 570 | 11400 | 0 | 0 | 0 | 0 | 0 | 0 | 0 | 0 | 0 | 0 | 0 | 0 | 0 | 0 | 0 | 0 | 0 | 0 | 0 | 0 | 570 | 11400 | 0 | 0 | 0 | 0 | 0 | 0 | 0 | 0 | 0 | 0 | 0 | 0 | 0 | 0 | 0 | 0 | 0 | 0 | 0 | 0 | 0 | 0 | 0 | 0 | 0 | 96890.3192 | 0 | 0 | 0 | 0 | 96890.3192 | 2378.477 | 0 | 0 | 9578.599 | 0 | 0 | 0 | 0 | 11957.076 | 108847.3951 | 0 | 0 | 0 | 0 | 0 | 0 | 0 | 0 | 108847.3951 | 0 | 0 | 0 | 0 | 0 | 0 | 0 | 108847.3951
A - Residential | D: Energy Star Products | ES Appliances (HVAC Systems) | Condensing Boiler >= 95% AFUE (Up to 300 MBH) | #REF! | HVAC | 45 | 20 | 174838.903 | 67815 | 107023.903 | 0 | 0 | 0 | 0 | 0 | 0 | 0 | 0 | 0 | 0 | 0 | 0 | 0 | 0 | 0 | 634.5 | 12690 | 634.5 | 12690 | 0 | 0 | 0 | 0 | 0 | 0 | 0 | 0 | 0 | 0 | 0 | 0 | 0 | 0 | 0 | 0 | 0 | 0 | 0 | 0 | 634.5 | 12690 | 0 | 0 | 0 | 0 | 0 | 0 | 0 | 0 | 0 | 0 | 0 | 0 | 0 | 0 | 0 | 0 | 0 | 0 | 0 | 0 | 0 | 0 | 0 | 0 | 0 | 107854.2237 | 0 | 0 | 0 | 0 | 107854.2237 | 2647.6204 | 0 | 0 | 10662.4931 | 0 | 0 | 0 | 0 | 13310.1135 | 121164.3372 | 0 | 0 | 0 | 0 | 0 | 0 | 0 | 0 | 121164.3372 | 0 | 0 | 0 | 0 | 0 | 0 | 0 | 121164.3372
A - Residential | D: Energy Star Products | ES Appliances (HVAC Systems) | Boiler Reset Controls | #REF! | HVAC | 5 | 15 | 1500 | 1160 | 340 | 0 | 0 | 0 | 0 | 0 | 0 | 0 | 0 | 0 | 0 | 0 | 0 | 0 | 0 | 0 | 22.5 | 337.5 | 22.5 | 337.5 | 0 | 0 | 0 | 0 | 0 | 0 | 0 | 0 | 0 | 0 | 0 | 0 | 0 | 0 | 0 | 0 | 0 | 0 | 0 | 0 | 22.5 | 337.5 | 0 | 0 | 0 | 0 | 0 | 0 | 0 | 0 | 0 | 0 | 0 | 0 | 0 | 0 | 0 | 0 | 0 | 0 | 0 | 0 | 0 | 0 | 0 | 0 | 0 | 2915.4923 | 0 | 0 | 0 | 0 | 2915.4923 | 74.2412 | 0 | 0 | 363.9472 | 0 | 0 | 0 | 0 | 438.1884 | 3353.6807 | 0 | 0 | 0 | 0 | 0 | 0 | 0 | 0 | 3353.6807 | 0 | 0 | 0 | 0 | 0 | 0 | 0 | 3353.6807
A - Residential | D: Energy Star Products | ES Appliances (HVAC Systems) | Thermostat - Standard, 7-Day Programmable | #REF! | HVAC | 170 | 15 | 15640 | 5015 | 10625 | 0 | 0 | 0 | 0 | 0 | 0 | 0 | 0 | 0 | 0 | 0 | 0 | 0 | 0 | 0 | 391 | 5865 | 391 | 5865 | 0 | 0 | 0 | 0 | 0 | 0 | 0 | 0 | 0 | 0 | 0 | 0 | 0 | 0 | 0 | 0 | 0 | 0 | 0 | 0 | 391 | 5865 | 0 | 0 | 0 | 0 | 0 | 0 | 0 | 0 | 0 | 0 | 0 | 0 | 0 | 0 | 0 | 0 | 0 | 0 | 0 | 0 | 0 | 0 | 0 | 0 | 0 | 50664.7773 | 0 | 0 | 0 | 0 | 50664.7773 | 1290.1469 | 0 | 0 | 6324.5939 | 0 | 0 | 0 | 0 | 7614.7408 | 58279.5181 | 0 | 0 | 0 | 0 | 0 | 0 | 0 | 0 | 58279.5181 | 0 | 0 | 0 | 0 | 0 | 0 | 0 | 58279.5181
A - Residential | D: Energy Star Products | ES Appliances (HVAC Systems) | Thermostat - WiFi (Heating Only) | #REF! | HVAC | 480 | 15 | 128640 | 50160 | 78480 | 0 | 0 | 0 | 0 | 0 | 0 | 0 | 0 | 0 | 0 | 0 | 0 | 0 | 0 | 0 | 3168 | 47520 | 3168 | 47520 | 0 | 0 | 0 | 0 | 0 | 0 | 0 | 0 | 0 | 0 | 0 | 0 | 0 | 0 | 0 | 0 | 0 | 0 | 0 | 0 | 3168 | 47520 | 0 | 0 | 0 | 0 | 0 | 0 | 0 | 0 | 0 | 0 | 0 | 0 | 0 | 0 | 0 | 0 | 0 | 0 | 0 | 0 | 0 | 0 | 0 | 0 | 0 | 410501.3158 | 0 | 0 | 0 | 0 | 410501.3158 | 10453.1594 | 0 | 0 | 51243.7688 | 0 | 0 | 0 | 0 | 61696.9282 | 472198.2439 | 0 | 0 | 0 | 0 | 0 | 0 | 0 | 0 | 472198.2439 | 0 | 0 | 0 | 0 | 0 | 0 | 0 | 472198.2439
A - Residential | D: Energy Star Products | ES Appliances (HVAC Systems) | Thermostat - WiFI (Cooling & Heating) | #REF! | HVAC | [44 empty] | 0 | 0 | [56 empty] | 0
A - Residential | D: Energy Star Products | ES Appliances (HVAC Systems) | Heat Recovery Ventilator (-133 kWh penalty) | #REF! | HVAC | [44 empty] | 0 | 0 | [56 empty] | 0
A - Residential | D: Energy Star Products | ES Appliances (HVAC Systems) | Boiler - Early Replacement, Steam - Retirement: 82%+ AFUE | #REF! | HVAC | 2 | 10 | 4092 | 3800 | 292 | 0 | 0 | 0 | 0 | 0 | 0 | 0 | 0 | 0 | 0 | 0 | 0 | 0 | 0 | 0 | 5.8 | 58 | 5.8 | 58 | 0 | 0 | 0 | 0 | 0 | 0 | 0 | 0 | 0 | 0 | 0 | 0 | 0 | 0 | 0 | 0 | 0 | 0 | 0 | 0 | 5.8 | 58 | 0 | 0 | 0 | 0 | 0 | 0 | 0 | 0 | 0 | 0 | 0 | 0 | 0 | 0 | 0 | 0 | 0 | 0 | 0 | 0 | 0 | 0 | 0 | 0 | 0 | 507.7424 | 0 | 0 | 0 | 0 | 507.7424 | 13.466 | 0 | 0 | 89.7221 | 0 | 0 | 0 | 0 | 103.188 | 610.9305 | 0 | 0 | 0 | 0 | 0 | 0 | 0 | 0 | 610.9305 | 0 | 0 | 0 | 0 | 0 | 0 | 0 | 610.9305
A - Residential | D: Energy Star Products | ES Appliances (HVAC Systems) | Boiler - Early Replacement, Steam - EE: 82%+ AFUE | #REF! | HVAC | 2 | 20 | 2e-13 | 2e-11 | -1.98e-11 | 0 | 0 | 0 | 0 | 0 | 0 | 0 | 0 | 0 | 0 | 0 | 0 | 0 | 0 | 0 | 16 | 320 | 16 | 320 | 0 | 0 | 0 | 0 | 0 | 0 | 0 | 0 | 0 | 0 | 0 | 0 | 0 | 0 | 0 | 0 | 0 | 0 | 0 | 0 | 16 | 320 | 0 | 0 | 0 | 0 | 0 | 0 | 0 | 0 | 0 | 0 | 0 | 0 | 0 | 0 | 0 | 0 | 0 | 0 | 0 | 0 | 0 | 0 | 0 | 0 | 0 | 2719.7283 | 0 | 0 | 0 | 0 | 2719.7283 | 66.7643 | 0 | 0 | 268.873 | 0 | 0 | 0 | 0 | 335.6372 | 3055.3655 | 0 | 0 | 0 | 0 | 0 | 0 | 0 | 0 | 3055.3655 | 0 | 0 | 0 | 0 | 0 | 0 | 0 | 3055.3655
A - Residential | D: Energy Star Products | ES Appliances (HVAC Systems) | Boiler - Early Replacement, FHW - Retirement: 90 AFUE (65%-90%) | #REF! | HVAC | 38 | 10 | 156826 | 114000 | 42826 | 0 | 0 | 0 | 0 | 0 | 0 | 0 | 0 | 0 | 0 | 0 | 0 | 0 | 0 | 0 | 266 | 2660 | 266 | 2660 | 0 | 0 | 0 | 0 | 0 | 0 | 0 | 0 | 0 | 0 | 0 | 0 | 0 | 0 | 0 | 0 | 0 | 0 | 0 | 0 | 266 | 2660 | 0 | 0 | 0 | 0 | 0 | 0 | 0 | 0 | 0 | 0 | 0 | 0 | 0 | 0 | 0 | 0 | 0 | 0 | 0 | 0 | 0 | 0 | 0 | 0 | 0 | 23286.1187 | 0 | 0 | 0 | 0 | 23286.1187 | 617.5776 | 0 | 0 | 4114.8396 | 0 | 0 | 0 | 0 | 4732.4171 | 28018.5359 | 0 | 0 | 0 | 0 | 0 | 0 | 0 | 0 | 28018.5359 | 0 | 0 | 0 | 0 | 0 | 0 | 0 | 28018.5359
A - Residential | D: Energy Star Products | ES Appliances (HVAC Systems) | Boiler - Early Replacement, FHW - EE 90 AFUE (80%-90%) | #REF! | HVAC | 38 | 20 | 3.8e-12 | 3.8e-10 | -3.762e-10 | 0 | 0 | 0 | 0 | 0 | 0 | 0 | 0 | 0 | 0 | 0 | 0 | 0 | 0 | 0 | 433.2 | 8664 | 433.2 | 8664 | 0 | 0 | 0 | 0 | 0 | 0 | 0 | 0 | 0 | 0 | 0 | 0 | 0 | 0 | 0 | 0 | 0 | 0 | 0 | 0 | 433.2 | 8664 | 0 | 0 | 0 | 0 | 0 | 0 | 0 | 0 | 0 | 0 | 0 | 0 | 0 | 0 | 0 | 0 | 0 | 0 | 0 | 0 | 0 | 0 | 0 | 0 | 0 | 73636.6426 | 0 | 0 | 0 | 0 | 73636.6426 | 1807.6425 | 0 | 0 | 7279.7352 | 0 | 0 | 0 | 0 | 9087.3777 | 82724.0203 | 0 | 0 | 0 | 0 | 0 | 0 | 0 | 0 | 82724.0203 | 0 | 0 | 0 | 0 | 0 | 0 | 0 | 82724.0203
[50 empty] | 0 | 0 | [56 empty] | 0
[50 empty] | 0 | 0 | [56 empty] | 0
[50 empty] | 0 | 0 | [56 empty] | 0
[50 empty] | 0 | 0 | [56 empty] | 0
[50 empty] | 0 | 0 | [56 empty] | 0
[50 empty] | 0 | 0 | [56 empty] | 0
A - Residential | D: Energy Star Products | ES Appliances (HVAC Systems) | Loan Buydowns | #REF! | HVAC | 20 | 1 | 15000 | 15000 | 0 | 0 | 0 | 0 | 0 | 0 | 0 | 0 | 0 | 0 | 0 | 0 | 0 | 0 | 0 | 0 | 0 | 0 | 0 | 0 | 0 | 0 | 0 | 0 | 0 | 0 | 0 | 0 | 0 | 0 | 0 | 0 | 0 | 0 | 0 | 0 | 0 | 0 | 0 | 0 | 0 | 0 | 0 | 0 | 0 | 0 | 0 | 0 | 0 | 0 | 0 | 0 | 0 | 0 | 0 | 0 | 0 | 0 | 0 | 0 | 0 | 0 | 0 | 0 | 0 | 0 | 0 | 0 | 0 | 0 | 0 | 0 | 0 | 0 | 0 | 0 | 0 | 0 | 0 | 0 | 0 | 0 | 0 | 0 | 0 | 0 | 0 | 0 | 0 | 0 | 0 | 0 | 0 | 0 | 0 | 0 | 0 | 0 | 0 | 0
[50 empty] | 0 | 0 | [56 empty] | 0
A - Residential | G: Home Energy Reports | US: Home Energy Reports | Home Energy Reports | #REF! | Home Energy Services | 38000 | 3.3608 | 0 | 0 | 0 | 0 | 0 | 0 | 0 | 0 | 0 | 0 | 0 | 0 | 0 | 0 | 0 | 0 | 0 | 0 | 9700 | 32600 | 9700 | 32600 | 0 | 0 | 0 | 0 | 0 | 0 | 0 | 0 | 0 | 0 | 0 | 0 | 0 | 0 | 0 | 0 | 0 | 0 | 0 | 0 | 9700 | 32600 | 0 | 0 | 0 | 0 | 0 | 0 | 0 | 0 | 0 | 0 | 0 | 0 | 0 | 0 | 0 | 0 | 0 | 0 | 0 | 0 | 0 | 0 | 0 | 0 | 0 | 279650.9025 | 0 | 0 | 0 | 0 | 279650.9025 | 8138.4533 | 0 | 0 | 128934.291 | 0 | 0 | 0 | 0 | 137072.7443 | 416723.6468 | 0 | 0 | 0 | 0 | 0 | 0 | 0 | 0 | 416723.6468 | 0 | 0 | 0 | 0 | 0 | 0 | 0 | 416723.6468
[50 empty] | 0 | 0 | [56 empty] | 0
C - Commercial & Industrial | A: Large Business Energy Solutions | LCI (All) | Large Business Custom | #REF! | HVAC | 39 | 12.95 | 2224716 | 1051674 | 1173042 | 0 | 0 | 0 | 0 | 0 | 0 | 0 | 0 | 0 | 0 | 0 | 0 | 0 | 0 | 0 | 44187 | 572221.65 | 44187 | 572221.65 | 0 | 0 | 0 | 0 | 0 | 0 | 0 | 0 | 0 | 0 | 0 | 0 | 0 | 0 | 0 | 0 | 0 | 0 | 0 | 0 | 44187 | 572221.65 | 0 | 0 | 0 | 0 | 0 | 0 | 0 | 0 | 0 | 0 | 0 | 0 | 0 | 0 | 0 | 0 | 0 | 0 | 0 | 0 | 0 | 0 | 0 | 0 | 0 | 0 | 0 | 0 | 0 | 4119435.5682 | 4119435.5682 | 128668.9428 | 0 | 0 | 0 | 0 | 0 | 0 | 774892.8006 | 903561.7434 | 5022997.3116 | 0 | 0 | 0 | 0 | 0 | 0 | 0 | 0 | 5022997.3116 | 0 | 0 | 0 | 0 | 0 | 0 | 0 | 5022997.3116
C - Commercial & Industrial | A: Large Business Energy Solutions | LCI (All) | Large New Equipment Custom | #REF! | HVAC | [44 empty] | 0 | 0 | [56 empty] | 0
C - Commercial & Industrial | A: Large Business Energy Solutions | LCI (All) | Furnace 95+ AFUE (<150) w/ECM Motor | #REF! | HVAC | [44 empty] | 0 | 0 | [56 empty] | 0
C - Commercial & Industrial | A: Large Business Energy Solutions | LCI (All) | Furnace 97+ AFUE (<150) w/ECM Motor | #REF! | HVAC | [44 empty] | 0 | 0 | [56 empty] | 0
C - Commercial & Industrial | A: Large Business Energy Solutions | LCI (All) | Condensing Boiler >= 90% AFUE (Up to 300 MBH) | #REF! | HVAC | 3 | 25 | 9288.2446 | 3021 | 6267.2446 | 0 | 0 | 0 | 0 | 0 | 0 | 0 | 0 | 0 | 0 | 0 | 0 | 0 | 0 | 0 | 91.8 | 2295 | 91.8 | 2295 | 0 | 0 | 0 | 0 | 0 | 0 | 0 | 0 | 0 | 0 | 0 | 0 | 0 | 0 | 0 | 0 | 0 | 0 | 0 | 0 | 91.8 | 2295 | 0 | 0 | 0 | 0 | 0 | 0 | 0 | 0 | 0 | 0 | 0 | 0 | 0 | 0 | 0 | 0 | 0 | 0 | 0 | 0 | 0 | 0 | 0 | 0 | 0 | 0 | 0 | 0 | 17179.0749 | 0 | 17179.0749 | 454.6314 | 0 | 0 | 0 | 0 | 0 | 1722.3456 | 0 | 2176.9769 | 19356.0518 | 0 | 0 | 0 | 0 | 0 | 0 | 0 | 0 | 19356.0518 | 0 | 0 | 0 | 0 | 0 | 0 | 0 | 19356.0518
C - Commercial & Industrial | A: Large Business Energy Solutions | LCI (All) | Condensing Boiler >= 96% AFUE (Up to 300 MBH) | #REF! | HVAC | [44 empty] | 0 | 0 | [56 empty] | 0
C - Commercial & Industrial | A: Large Business Energy Solutions | LCI (All) | Condensing Boiler >= 90% thermal efficiency (301 to 499 MBH) | #REF! | HVAC | 2 | 25 | 8216 | 4014 | 4202 | 0 | 0 | 0 | 0 | 0 | 0 | 0 | 0 | 0 | 0 | 0 | 0 | 0 | 0 | 0 | 116.8 | 2920 | 116.8 | 2920 | 0 | 0 | 0 | 0 | 0 | 0 | 0 | 0 | 0 | 0 | 0 | 0 | 0 | 0 | 0 | 0 | 0 | 0 | 0 | 0 | 116.8 | 2920 | 0 | 0 | 0 | 0 | 0 | 0 | 0 | 0 | 0 | 0 | 0 | 0 | 0 | 0 | 0 | 0 | 0 | 0 | 0 | 0 | 0 | 0 | 0 | 0 | 0 | 0 | 0 | 0 | 21857.4722 | 0 | 21857.4722 | 578.4416 | 0 | 0 | 0 | 0 | 0 | 2191.3939 | 0 | 2769.8356 | 24627.3077 | 0 | 0 | 0 | 0 | 0 | 0 | 0 | 0 | 24627.3077 | 0 | 0 | 0 | 0 | 0 | 0 | 0 | 24627.3077
C - Commercial & Industrial | A: Large Business Energy Solutions | LCI (All) | Condensing Boiler >= 90% thermal efficiency (500 to 999 MBH) | #REF! | HVAC | 5 | 25 | 26890 | 20035 | 6855 | 0 | 0 | 0 | 0 | 0 | 0 | 0 | 0 | 0 | 0 | 0 | 0 | 0 | 0 | 0 | 536.5 | 13412.5 | 536.5 | 13412.5 | 0 | 0 | 0 | 0 | 0 | 0 | 0 | 0 | 0 | 0 | 0 | 0 | 0 | 0 | 0 | 0 | 0 | 0 | 0 | 0 | 536.5 | 13412.5 | 0 | 0 | 0 | 0 | 0 | 0 | 0 | 0 | 0 | 0 | 0 | 0 | 0 | 0 | 0 | 0 | 0 | 0 | 0 | 0 | 0 | 0 | 0 | 0 | 0 | 0 | 0 | 0 | 100398.406 | 0 | 100398.406 | 2656.9686 | 0 | 0 | 0 | 0 | 0 | 10065.7778 | 0 | 12722.7464 | 113121.1525 | 0 | 0 | 0 | 0 | 0 | 0 | 0 | 0 | 113121.1525 | 0 | 0 | 0 | 0 | 0 | 0 | 0 | 113121.1525
C - Commercial & Industrial | A: Large Business Energy Solutions | LCI (All) | Condensing Boiler >= 90% thermal efficiency (1000 to 1700 MBH) | #REF! | HVAC | 3 | 25 | 23751 | 22521 | 1230 | 0 | 0 | 0 | 0 | 0 | 0 | 0 | 0 | 0 | 0 | 0 | 0 | 0 | 0 | 0 | 591.6 | 14790 | 591.6 | 14790 | 0 | 0 | 0 | 0 | 0 | 0 | 0 | 0 | 0 | 0 | 0 | 0 | 0 | 0 | 0 | 0 | 0 | 0 | 0 | 0 | 591.6 | 14790 | 0 | 0 | 0 | 0 | 0 | 0 | 0 | 0 | 0 | 0 | 0 | 0 | 0 | 0 | 0 | 0 | 0 | 0 | 0 | 0 | 0 | 0 | 0 | 0 | 0 | 0 | 0 | 0 | 110709.5937 | 0 | 110709.5937 | 2929.8465 | 0 | 0 | 0 | 0 | 0 | 11099.5604 | 0 | 14029.4069 | 124739.0006 | 0 | 0 | 0 | 0 | 0 | 0 | 0 | 0 | 124739.0006 | 0 | 0 | 0 | 0 | 0 | 0 | 0 | 124739.0006
C - Commercial & Industrial | A: Large Business Energy Solutions | LCI (All) | Condensing Boiler >= 90% thermal efficiency (1701 to 2000 MBH) | #REF! | HVAC | 3 | 25 | 32640 | 30021 | 2619 | 0 | 0 | 0 | 0 | 0 | 0 | 0 | 0 | 0 | 0 | 0 | 0 | 0 | 0 | 0 | 1035.3 | 25882.5 | 1035.3 | 25882.5 | 0 | 0 | 0 | 0 | 0 | 0 | 0 | 0 | 0 | 0 | 0 | 0 | 0 | 0 | 0 | 0 | 0 | 0 | 0 | 0 | 1035.3 | 25882.5 | 0 | 0 | 0 | 0 | 0 | 0 | 0 | 0 | 0 | 0 | 0 | 0 | 0 | 0 | 0 | 0 | 0 | 0 | 0 | 0 | 0 | 0 | 0 | 0 | 0 | 0 | 0 | 0 | 193741.789 | 0 | 193741.789 | 5127.2313 | 0 | 0 | 0 | 0 | 0 | 19424.2307 | 0 | 24551.462 | 218293.251 | 0 | 0 | 0 | 0 | 0 | 0 | 0 | 0 | 218293.251 | 0 | 0 | 0 | 0 | 0 | 0 | 0 | 218293.251
C - Commercial & Industrial | A: Large Business Energy Solutions | LCI (All) | Infrared Heater, Low Intensity (all sizes) | #REF! | HVAC | [44 empty] | 0 | 0 | [56 empty] | 0
C - Commercial & Industrial | A: Large Business Energy Solutions | LCI (All) | Water Heater - Tankless, On-Demand >=.82 | #REF! | HVAC | [44 empty] | 0 | 0 | [56 empty] | 0
C - Commercial & Industrial | A: Large Business Energy Solutions | LCI (All) | Water Heater - Tankless, On-Demand >=.94 | #REF! | HVAC | [44 empty] | 0 | 0 | [56 empty] | 0
C - Commercial & Industrial | A: Large Business Energy Solutions | LCI (All) | Water Heater - Indirect (attached to ES FHW Boiler; Combined eff rating >=85% (EF=.82) | #REF! | HVAC | [44 empty] | 0 | 0 | [56 empty] | 0
C - Commercial & Industrial | A: Large Business Energy Solutions | LCI (All) | Water Heater - Condensing (EF 0.95) | #REF! | HVAC | [44 empty] | 0 | 0 | [56 empty] | 0
C - Commercial & Industrial | A: Large Business Energy Solutions | LCI (All) | Water Heater - Stand Alone Storage Tank (EF 0.67) | #REF! | HVAC | [44 empty] | 0 | 0 | [56 empty] | 0
C - Commercial & Industrial | A: Large Business Energy Solutions | LCI (All) | Water Heater - Integrated w/Condensing Boiler >= 90% AFUE | #REF! | HVAC | [44 empty] | 0 | 0 | [56 empty] | 0
C - Commercial & Industrial | A: Large Business Energy Solutions | LCI (All) | Water Heater - Integrated w/Condensing Boiler >= 95% AFUE | #REF! | HVAC | [44 empty] | 0 | 0 | [56 empty] | 0
C - Commercial & Industrial | A: Large Business Energy Solutions | LCI (All) | Condensed Unit Heater >= 90% thermal efficiency (up to 300 MBH) | #REF! | HVAC | [44 empty] | 0 | 0 | [56 empty] | 0
C - Commercial & Industrial | A: Large Business Energy Solutions | LCI (All) | Kitchen - Fryer | #REF! | HVAC | [44 empty] | 0 | 0 | [56 empty] | 0
C - Commercial & Industrial | A: Large Business Energy Solutions | LCI (All) | Kitchen - Steamer (ES >= 38% efficiency) | #REF! | HVAC | [44 empty] | 0 | 0 | [56 empty] | 0
C - Commercial & Industrial | A: Large Business Energy Solutions | LCI (All) | Kitchen - Convection Oven (>= 44% efficiency) | #REF! | HVAC | [44 empty] | 0 | 0 | [56 empty] | 0
C - Commercial & Industrial | A: Large Business Energy Solutions | LCI (All) | Kitchen - Combination Oven (>= 44% efficiency) | #REF! | HVAC | [44 empty] | 0 | 0 | [56 empty] | 0
C - Commercial & Industrial | A: Large Business Energy Solutions | LCI (All) | Kitchen - Conveyor Oven (>= 44% efficiency) | #REF! | HVAC | [44 empty] | 0 | 0 | [56 empty] | 0
C - Commercial & Industrial | A: Large Business Energy Solutions | LCI (All) | Kitchen - Rack Oven (>= 50% efficiency) | #REF! | HVAC | [44 empty] | 0 | 0 | [56 empty] | 0
C - Commercial & Industrial | A: Large Business Energy Solutions | LCI (All) | Kitchen - Griddle | #REF! | HVAC | [44 empty] | 0 | 0 | [56 empty] | 0
C - Commercial & Industrial | A: Large Business Energy Solutions | LCI (All) | Kitchen - Pre Rinse Sprayers | #REF! | HVAC | [44 empty] | 0 | 0 | [56 empty] | 0
C - Commercial & Industrial | A: Large Business Energy Solutions | LCI (All) | Hair Salon- Rinse Sprayers -TBD | #REF! | HVAC | [44 empty] | 0 | 0 | [56 empty] | 0
C - Commercial & Industrial | A: Large Business Energy Solutions | LCI (All) | Boiler Reset Controls | #REF! | HVAC | [44 empty] | 0 | 0 | [56 empty] | 0
C - Commercial & Industrial | A: Large Business Energy Solutions | LCI (All) | Steam Trap | #REF! | HVAC | 140 | 6 | 35000 | 7000 | 28000 | 0 | 0 | 0 | 0 | 0 | 0 | 0 | 0 | 0 | 0 | 0 | 0 | 0 | 0 | 0 | 3598 | 21588 | 3598 | 21588 | 0 | 0 | 0 | 0 | 0 | 0 | 0 | 0 | 0 | 0 | 0 | 0 | 0 | 0 | 0 | 0 | 0 | 0 | 0 | 0 | 3598 | 21588 | 0 | 0 | 0 | 0 | 0 | 0 | 0 | 0 | 0 | 0 | 0 | 0 | 0 | 0 | 0 | 0 | 0 | 0 | 0 | 0 | 0 | 0 | 0 | 0 | 0 | 0 | 0 | 0 | 0 | 157876.5762 | 157876.5762 | 5237.2909 | 0 | 0 | 0 | 0 | 0 | 0 | 56736.2624 | 61973.5533 | 219850.1295 | 0 | 0 | 0 | 0 | 0 | 0 | 0 | 0 | 219850.1295 | 0 | 0 | 0 | 0 | 0 | 0 | 0 | 219850.1295
C - Commercial & Industrial | A: Large Business Energy Solutions | LCI (All) | Thermostat - Standard, 7-Day Programmable | #REF! | HVAC | 30 | 15 | 0 | 750 | -750 | 0 | 0 | 0 | 0 | 0 | 0 | 0 | 0 | 0 | 0 | 0 | 0 | 0 | 0 | 0 | 96 | 1440 | 96 | 1440 | 0 | 0 | 0 | 0 | 0 | 0 | 0 | 0 | 0 | 0 | 0 | 0 | 0 | 0 | 0 | 0 | 0 | 0 | 0 | 0 | 96 | 1440 | 0 | 0 | 0 | 0 | 0 | 0 | 0 | 0 | 0 | 0 | 0 | 0 | 0 | 0 | 0 | 0 | 0 | 0 | 0 | 0 | 0 | 0 | 0 | 0 | 0 | 0 | 0 | 0 | 0 | 10322.9306 | 10322.9306 | 316.7624 | 0 | 0 | 0 | 0 | 0 | 0 | 1728.376 | 2045.1384 | 12368.069 | 0 | 0 | 0 | 0 | 0 | 0 | 0 | 0 | 12368.069 | 0 | 0 | 0 | 0 | 0 | 0 | 0 | 12368.069
C - Commercial & Industrial | A: Large Business Energy Solutions | LCI (All) | Thermostat - WiFi (Heating Only) | #REF! | HVAC | [44 empty] | 0 | 0 | [56 empty] | 0
C - Commercial & Industrial | A: Large Business Energy Solutions | LCI (All) | Thermostat - WiFI (Cooling & Heating) | #REF! | HVAC | [44 empty] | 0 | 0 | [56 empty] | 0
[50 empty] | 0 | 0 | [56 empty] | 0
C - Commercial & Industrial | A: Large Business Energy Solutions | LCI (All) | Aerator | #REF! | Hot Water | [44 empty] | 0 | 0 | [56 empty] | 0
C - Commercial & Industrial | A: Large Business Energy Solutions | LCI (All) | Shower Head | #REF! | Hot Water | [44 empty] | 0 | 0 | [56 empty] | 0
C - Commercial & Industrial | A: Large Business Energy Solutions | LCI (All) | Shower Head Hand Handle | #REF! | Hot Water | [44 empty] | 0 | 0 | [56 empty] | 0
[50 empty] | 0 | 0 | [56 empty] | 0
[50 empty] | 0 | 0 | [56 empty] | 0
[50 empty] | 0 | 0 | [56 empty] | 0
[50 empty] | 0 | 0 | [56 empty] | 0
[50 empty] | 0 | 0 | [56 empty] | 0
[50 empty] | 0 | 0 | [56 empty] | 0
[50 empty] | 0 | 0 | [56 empty] | 0
[50 empty] | 0 | 0 | [56 empty] | 0
[50 empty] | 0 | 0 | [56 empty] | 0
[50 empty] | 0 | 0 | [56 empty] | 0
[50 empty] | 0 | 0 | [56 empty] | 0
[50 empty] | 0 | 0 | [56 empty] | 0
[50 empty] | 0 | 0 | [56 empty] | 0
[50 empty] | 0 | 0 | [56 empty] | 0
[50 empty] | 0 | 0 | [56 empty] | 0
[50 empty] | 0 | 0 | [56 empty] | 0
[50 empty] | 0 | 0 | [56 empty] | 0
[50 empty] | 0 | 0 | [56 empty] | 0
[50 empty] | 0 | 0 | [56 empty] | 0
[50 empty] | 0 | 0 | [56 empty] | 0
[50 empty] | 0 | 0 | [56 empty] | 0
[50 empty] | 0 | 0 | [56 empty] | 0
[50 empty] | 0 | 0 | [56 empty] | 0
[50 empty] | 0 | 0 | [56 empty] | 0
[50 empty] | 0 | 0 | [56 empty] | 0
[50 empty] | 0 | 0 | [56 empty] | 0
[50 empty] | 0 | 0 | [56 empty] | 0
[50 empty] | 0 | 0 | [56 empty] | 0
[50 empty] | 0 | 0 | [56 empty] | 0
[50 empty] | 0 | 0 | [56 empty] | 0
[50 empty] | 0 | 0 | [56 empty] | 0
[50 empty] | 0 | 0 | [56 empty] | 0
[50 empty] | 0 | 0 | [56 empty] | 0
[50 empty] | 0 | 0 | [56 empty] | 0
[50 empty] | 0 | 0 | [56 empty] | 0
[50 empty] | 0 | 0 | [56 empty] | 0
[50 empty] | 0 | 0 | [56 empty] | 0
[50 empty] | 0 | 0 | [56 empty] | 0
[50 empty] | 0 | 0 | [56 empty] | 0
[50 empty] | 0 | 0 | [56 empty] | 0
[50 empty] | 0 | 0 | [56 empty] | 0
[50 empty] | 0 | 0 | [56 empty] | 0
[50 empty] | 0 | 0 | [56 empty] | 0
[50 empty] | 0 | 0 | [56 empty] | 0
[50 empty] | 0 | 0 | [56 empty] | 0
This sheet is locked to avoid corrupt formulas and/or links. No password is required to unlock these, but proceed with caution!!

## Inputs Yr 2 (hidden)
|  | Administrator: | Liberty Utilities Gas
|  | Program Year: | 2018
[12 empty] | Impact Factors | [8 empty] | Energy Savings | [7 empty] | Capacity Savings |  |  |  |  | Non-Electric Benefits | [7 empty] | Non Energy Impacts | [5 empty] | BCR
Sector | Program | Core Initiative | Measure | BCR Measure ID | End Use | Quantity | Measure Life | Total Resource Cost | Incentive | Admin Costs | Customer Cost | Free-Ridership Rate | Spillover [Participant] Rate | Spillover [Non-Participant] Rate | Net to Gross | In-Service Rate | kWh Realization Rate | kW Winter Realization Rate | kW Summer Realization Rate | Non Electric Realization Rate | Gross Annual kWh Saved | LS_ID | Max Demand Factor | Load Shape Description | Winter Peak Energy % | Winter Off-Peak Energy % | Summer Peak Energy % | Summer Off-Peak Energy % | Maximum Load Reduction (kW) | Summer Coincident (%) | Winter Coincident (%) | Trans. Coincident (%) | Dist. Coincident (%) | Fossil Fuel Type #1 | Savings from Fuel Type #1 (MMBtu/Year) | Fossil Fuel Type #2 | Savings from Fuel Type #2 (MMBtu/Year) | Fossil Fuel Type #3 | Savings from Fuel Type #3 (MMBtu/Year) | Res Water Savings (Gallons per Year) | C&I Water Savings (Gallons per Year) | Annual per Unit | One time per Unit | Annual per kWh | One time per KWh | Annual per Therm | One time per Therm | Benefit Cost Ratio
A - Residential | EnergyStar® Homes | EnergyStar® Homes | E-STAR Homes Heating (non-electric) |  | Energy Star Homes |  | 25 |  |  | 0 | 0 | 0% | 0% | 0% | 100% | 100% | 100% | 100% | 100% | 100% |  | ls_3 | #N/A | #N/A | 0% | 0% | 0% | 0% |  | 0% | 0% | 0% | 0% | [8 empty] | 0 | 0 | 0 | 0 | 0 | 0
A - Residential | EnergyStar® Homes | EnergyStar® Homes | E-STAR Homes Cooling (non-electric) |  | Energy Star Homes |  | 25 |  |  |  | 0 | 0% | 0% | 0% | 100% | 100% | 100% | 100% | 100% | 100% |  | ls_11 | #N/A | #N/A | 0% | 0% | 0% | 0% |  | 0% | 0% | 0% | 0% | [8 empty] | 0 | 0 | 0 | 0 | 0 | 0
A - Residential | EnergyStar® Homes | EnergyStar® Homes | E-STAR Homes Water Heating |  | Hot Water |  | 15 |  |  |  | 0 | 0% | 0% | 0% | 100% | 100% | 100% | 100% | 100% | 100% |  | ls_8 | #N/A | #N/A | 0% | 0% | 0% | 0% |  | 0% | 0% | 0% | 0% | [8 empty] | 0 | 0 | 0 | 0 | 0 | 0
A - Residential | EnergyStar® Homes | EnergyStar® Homes | Refrigerator |  | Process |  | 12 |  |  |  | 0 | 0% | 0% | 0% | 100% | 100% | 100% | 100% | 100% | 100% |  | ls_7 | #N/A | #N/A | 0% | 0% | 0% | 0% |  | 0% | 0% | 0% | 0% | [8 empty] | 0 | 0 | 0 | 0 | 0 | 0
A - Residential | EnergyStar® Homes | EnergyStar® Homes | Clothes Washer |  | Hot Water |  | 11 |  |  |  | 0 | 0% | 0% | 0% | 100% | 100% | 100% | 100% | 100% | 100% |  | ls_1 | #N/A | #N/A | 0% | 0% | 0% | 0% |  | 0% | 0% | 0% | 0% | [8 empty] | 0 | 0 | 0 | 0 | 0 | 0
A - Residential | EnergyStar® Homes | EnergyStar® Homes | Dishwasher |  | Hot Water |  | 11 |  |  |  | 0 | 0% | 0% | 0% | 100% | 100% | 100% | 100% | 100% | 100% |  |  | #N/A | #N/A | 0% | 0% | 0% | 0% |  | 0% | 0% | 0% | 0% | [8 empty] | 0 | 0 | 0 | 0 | 0 | 0
A - Residential | EnergyStar® Homes | EnergyStar® Homes | LED Bulbs (Installed by Builder or HERS Rater) |  | Lighting |  | 20 |  |  |  | 0 | 0% | 0% | 0% | 100% | 100% | 100% | 100% | 100% | 100% |  | ls_70 | #N/A | #N/A | 0% | 0% | 0% | 0% |  | 0% | 0% | 0% | 0% | [8 empty] | 0 | 0 | 0 | 0 | 0 | 0
A - Residential | EnergyStar® Homes | EnergyStar® Homes | E-STAR Homes cooling (GSHP and ASHP) |  | Energy Star Homes |  | 17 |  |  |  | 0 | 0% | 0% | 0% | 100% | 100% | 100% | 100% | 100% | 100% |  |  | #N/A | #N/A | 0% | 0% | 0% | 0% |  | 0% | 0% | 0% | 0% | [8 empty] | 0 | 0 | 0 | 0 | 0 | 0
A - Residential | EnergyStar® Homes | EnergyStar® Homes | E-STAR Homes heating (GSHP and ASHP) |  | Energy Star Homes |  | 17 |  |  |  | 0 | 0% | 0% | 0% | 100% | 100% | 100% | 100% | 100% | 100% |  |  | #N/A | #N/A | 0% | 0% | 0% | 0% |  | 0% | 0% | 0% | 0% | [8 empty] | 0 | 0 | 0 | 0 | 0 | 0
A - Residential | EnergyStar® Homes | EnergyStar® Homes | Rater Fees |  |  |  | 25 |  |  |  | 0 | 0% | 0% | 0% | 100% | 100% | 100% | 100% | 100% | 100% |  |  | #N/A | #N/A | 0% | 0% | 0% | 0% |  | 0% | 0% | 0% | 0% | [8 empty] | 0 | 0 | 0 | 0 | 0 | 0
[11 empty] | 0 | [30 empty] | 0 | 0 | 0 | 0 | 0 | 0
[11 empty] | 0 | [30 empty] | 0 | 0 | 0 | 0 | 0 | 0
[11 empty] | 0 | [30 empty] | 0 | 0 | 0 | 0 | 0 | 0
[11 empty] | 0 | [30 empty] | 0 | 0 | 0 | 0 | 0 | 0
[11 empty] | 0 | [30 empty] | 0 | 0 | 0 | 0 | 0 | 0
A - Residential | HP w/EnergyStar® | HP w/EnergyStar® | Air Sealing, Oil |  | Envelope |  | 15 |  |  |  | 0 | 0% | 0% | 0% | 100% | 100% | 100% | 100% | 100% | 100% |  | ls_11 | #N/A | #N/A | 0% | 0% | 0% | 0% |  | 0% | 0% | 0% | 0% | [8 empty] | 0 | 0 | 0 | 0 | 0 | 0
A - Residential | HP w/EnergyStar® | HP w/EnergyStar® | Air Sealing, Electric |  | Envelope |  | 15 |  |  |  | 0 | 0% | 0% | 0% | 100% | 100% | 100% | 100% | 100% | 100% |  | ls_3 | #N/A | #N/A | 0% | 0% | 0% | 0% |  | 0% | 0% | 0% | 0% | [8 empty] | 0 | 0 | 0 | 0 | 0 | 0
A - Residential | HP w/EnergyStar® | HP w/EnergyStar® | Air Sealing, Propane |  | Envelope |  | 15 |  |  |  | 0 | 0% | 0% | 0% | 100% | 100% | 100% | 100% | 100% | 100% |  | ls_11 | #N/A | #N/A | 0% | 0% | 0% | 0% |  | 0% | 0% | 0% | 0% | [8 empty] | 0 | 0 | 0 | 0 | 0 | 0
A - Residential | HP w/EnergyStar® | HP w/EnergyStar® | Insulation, Oil |  | Envelope |  | 25 |  |  |  | 0 | 0% | 0% | 0% | 100% | 100% | 100% | 100% | 100% | 100% |  | ls_76 | #N/A | #N/A | 0% | 0% | 0% | 0% |  | 0% | 0% | 0% | 0% | [8 empty] | 0 | 0 | 0 | 0 | 0 | 0
A - Residential | HP w/EnergyStar® | HP w/EnergyStar® | Insulation, Electric |  | Envelope |  | 25 |  |  |  | 0 | 0% | 0% | 0% | 100% | 100% | 100% | 100% | 100% | 100% |  | ls_3 | #N/A | #N/A | 0% | 0% | 0% | 0% |  | 0% | 0% | 0% | 0% | [8 empty] | 0 | 0 | 0 | 0 | 0 | 0
A - Residential | HP w/EnergyStar® | HP w/EnergyStar® | Insulation, Propane |  | Envelope |  | 25 |  |  |  | 0 | 0% | 0% | 0% | 100% | 100% | 100% | 100% | 100% | 100% |  | ls_74 | #N/A | #N/A | 0% | 0% | 0% | 0% |  | 0% | 0% | 0% | 0% | [8 empty] | 0 | 0 | 0 | 0 | 0 | 0
A - Residential | HP w/EnergyStar® | HP w/EnergyStar® | Thermostats, Oil |  | HVAC |  | 15 |  |  |  | 0 | 0% | 0% | 0% | 100% | 100% | 100% | 100% | 100% | 100% |  | ls_0 | #N/A | #N/A | 0% | 0% | 0% | 0% |  | 0% | 0% | 0% | 0% | [8 empty] | 0 | 0 | 0 | 0 | 0 | 0
A - Residential | HP w/EnergyStar® | HP w/EnergyStar® | Thermostats Electric |  | HVAC |  | 15 |  |  |  | 0 | 0% | 0% | 0% | 100% | 100% | 100% | 100% | 100% | 100% |  | ls_3 | #N/A | #N/A | 0% | 0% | 0% | 0% |  | 0% | 0% | 0% | 0% | [8 empty] | 0 | 0 | 0 | 0 | 0 | 0
A - Residential | HP w/EnergyStar® | HP w/EnergyStar® | Thermostats, Propane |  | HVAC |  | 15 |  |  |  | 0 | 0% | 0% | 0% | 100% | 100% | 100% | 100% | 100% | 100% |  | ls_0 | #N/A | #N/A | 0% | 0% | 0% | 0% |  | 0% | 0% | 0% | 0% | [8 empty] | 0 | 0 | 0 | 0 | 0 | 0
A - Residential | HP w/EnergyStar® | HP w/EnergyStar® | CFLs |  | Lighting |  | 8 |  |  |  | 0 | 0% | 0% | 0% | 100% | 100% | 100% | 100% | 100% | 100% |  | ls_70 | #N/A | #N/A | 0% | 0% | 0% | 0% |  | 0% | 0% | 0% | 0% | [8 empty] | 0 | 0 | 0 | 0 | 0 | 0
A - Residential | HP w/EnergyStar® | HP w/EnergyStar® | Refrigerators |  | Process |  | 12 |  |  |  | 0 | 0% | 0% | 0% | 100% | 100% | 100% | 100% | 100% | 100% |  | ls_7 | #N/A | #N/A | 0% | 0% | 0% | 0% |  | 0% | 0% | 0% | 0% | [8 empty] | 0 | 0 | 0 | 0 | 0 | 0
A - Residential | HP w/EnergyStar® | HP w/EnergyStar® | LEDs |  | Lighting |  | 20 |  |  |  | 0 | 0% | 0% | 0% | 100% | 100% | 100% | 100% | 100% | 100% |  | ls_70 | #N/A | #N/A | 0% | 0% | 0% | 0% |  | 0% | 0% | 0% | 0% | [8 empty] | 0 | 0 | 0 | 0 | 0 | 0
A - Residential | HP w/EnergyStar® | HP w/EnergyStar® | LED Fixtures |  | Lighting |  | 20 |  |  |  | 0 | 0% | 0% | 0% | 100% | 100% | 100% | 100% | 100% | 100% |  | ls_69 | #N/A | #N/A | 0% | 0% | 0% | 0% |  | 0% | 0% | 0% | 0% | [8 empty] | 0 | 0 | 0 | 0 | 0 | 0
A - Residential | HP w/EnergyStar® | HP w/EnergyStar® | Aerators Electric |  | Hot Water |  | 7 |  |  |  | 0 | 0% | 0% | 0% | 100% | 100% | 100% | 100% | 100% | 100% |  | ls_8 | #N/A | #N/A | 0% | 0% | 0% | 0% |  | 0% | 0% | 0% | 0% | [8 empty] | 0 | 0 | 0 | 0 | 0 | 0
A - Residential | HP w/EnergyStar® | HP w/EnergyStar® | Aerators Non-Electric |  | Hot Water |  | 7 |  |  |  | 0 | 0% | 0% | 0% | 100% | 100% | 100% | 100% | 100% | 100% |  | ls_0 | #N/A | #N/A | 0% | 0% | 0% | 0% |  | 0% | 0% | 0% | 0% | [8 empty] | 0 | 0 | 0 | 0 | 0 | 0
A - Residential | HP w/EnergyStar® | HP w/EnergyStar® | Showerheads Electric |  | Hot Water |  | 7 |  |  |  | 0 | 0% | 0% | 0% | 100% | 100% | 100% | 100% | 100% | 100% |  | ls_8 | #N/A | #N/A | 0% | 0% | 0% | 0% |  | 0% | 0% | 0% | 0% | [8 empty] | 0 | 0 | 0 | 0 | 0 | 0
A - Residential | HP w/EnergyStar® | HP w/EnergyStar® | Showerheads Non-Electric |  | Hot Water |  | 7 |  |  |  | 0 | 0% | 0% | 0% | 100% | 100% | 100% | 100% | 100% | 100% |  | ls_0 | #N/A | #N/A | 0% | 0% | 0% | 0% |  | 0% | 0% | 0% | 0% | [8 empty] | 0 | 0 | 0 | 0 | 0 | 0
A - Residential | HP w/EnergyStar® | HP w/EnergyStar® | DHW Pipe Wrap Electric |  | Hot Water |  | 20 |  |  |  | 0 | 0% | 0% | 0% | 100% | 100% | 100% | 100% | 100% | 100% |  | ls_8 | #N/A | #N/A | 0% | 0% | 0% | 0% |  | 0% | 0% | 0% | 0% | [8 empty] | 0 | 0 | 0 | 0 | 0 | 0
A - Residential | HP w/EnergyStar® | HP w/EnergyStar® | DHW Pipe Wrap Non-Electric |  | Hot Water |  | 20 |  |  |  | 0 | 0% | 0% | 0% | 100% | 100% | 100% | 100% | 100% | 100% |  | ls_0 | #N/A | #N/A | 0% | 0% | 0% | 0% |  | 0% | 0% | 0% | 0% | [8 empty] | 0 | 0 | 0 | 0 | 0 | 0
A - Residential | HP w/EnergyStar® | HP w/EnergyStar® | Boiler - Oil AFUE >=90% |  | HVAC |  | 20 |  |  |  | 0 | 0% | 0% | 0% | 100% | 100% | 100% | 100% | 100% | 100% |  | ls_0 | #N/A | #N/A | 0% | 0% | 0% | 0% |  | 0% | 0% | 0% | 0% | [8 empty] | 0 | 0 | 0 | 0 | 0 | 0
A - Residential | HP w/EnergyStar® | HP w/EnergyStar® | Boiler - Propane AFUE >=90% |  | HVAC |  | 20 |  |  |  | 0 | 0% | 0% | 0% | 100% | 100% | 100% | 100% | 100% | 100% |  | ls_0 | #N/A | #N/A | 0% | 0% | 0% | 0% |  | 0% | 0% | 0% | 0% | [8 empty] | 0 | 0 | 0 | 0 | 0 | 0
A - Residential | HP w/EnergyStar® | HP w/EnergyStar® | Furnace w/ECM - Oil AFUE >=85% |  | HVAC |  | 18 |  |  |  | 0 | 0% | 0% | 0% | 100% | 100% | 100% | 100% | 100% | 100% |  | ls_73 | #N/A | #N/A | 0% | 0% | 0% | 0% |  | 0% | 0% | 0% | 0% | [8 empty] | 0 | 0 | 0 | 0 | 0 | 0
A - Residential | HP w/EnergyStar® | HP w/EnergyStar® | Furnace w/ECM - Propane AFUE >=97% |  | HVAC |  | 18 |  |  |  | 0 | 0% | 0% | 0% | 100% | 100% | 100% | 100% | 100% | 100% |  | ls_73 | #N/A | #N/A | 0% | 0% | 0% | 0% |  | 0% | 0% | 0% | 0% | [8 empty] | 0 | 0 | 0 | 0 | 0 | 0
A - Residential | HP w/EnergyStar® | HP w/EnergyStar® | Mini Split Heat Pump Cooling SEER 20 (per ton) |  | HVAC |  | 18 |  |  |  | 0 | 0% | 0% | 0% | 100% | 100% | 100% | 100% | 100% | 100% |  | ls_68 | #N/A | #N/A | 0% | 0% | 0% | 0% |  | 0% | 0% | 0% | 0% | [8 empty] | 0 | 0 | 0 | 0 | 0 | 0
A - Residential | HP w/EnergyStar® | HP w/EnergyStar® | Mini Split Heat Pump Heating HSPF>=10 (per ton) |  | HVAC |  | 18 |  |  |  | 0 | 0% | 0% | 0% | 100% | 100% | 100% | 100% | 100% | 100% |  | ls_68 | #N/A | #N/A | 0% | 0% | 0% | 0% |  | 0% | 0% | 0% | 0% | [8 empty] | 0 | 0 | 0 | 0 | 0 | 0
A - Residential | HP w/EnergyStar® | HP w/EnergyStar® | Wxn Heating Ancillary Savings |  |  |  | 20 |  |  |  | 0 | 0% | 0% | 0% | 100% | 100% | 100% | 100% | 100% | 100% |  |  | #N/A | #N/A | 0% | 0% | 0% | 0% |  | 0% | 0% | 0% | 0% | [8 empty] | 0 | 0 | 0 | 0 | 0 | 0
A - Residential | HP w/EnergyStar® | HP w/EnergyStar® | Cooling system Ancillary Savings |  |  |  | 20 |  |  |  | 0 | 0% | 0% | 0% | 100% | 100% | 100% | 100% | 100% | 100% |  |  | #N/A | #N/A | 0% | 0% | 0% | 0% |  | 0% | 0% | 0% | 0% | [8 empty] | 0 | 0 | 0 | 0 | 0 | 0
A - Residential | HP w/EnergyStar® | HP w/EnergyStar® | Non-Energy Savings Measures |  |  |  | 1 |  |  |  | 0 | 0% | 0% | 0% | 100% | 100% | 100% | 100% | 100% | 100% |  | ls_0 | #N/A | #N/A | 0% | 0% | 0% | 0% |  | 0% | 0% | 0% | 0% | [8 empty] | 0 | 0 | 0 | 0 | 0 | 0
A - Residential | HP w/EnergyStar® | HP w/EnergyStar® | 3rd Party Financing |  |  |  | 1 |  |  |  | 0 | 0% | 0% | 0% | 100% | 100% | 100% | 100% | 100% | 100% |  | ls_0 | #N/A | #N/A | 0% | 0% | 0% | 0% |  | 0% | 0% | 0% | 0% | [8 empty] | 0 | 0 | 0 | 0 | 0 | 0
A - Residential | HP w/EnergyStar® | HP w/EnergyStar® | Audits |  |  |  | 1 |  |  |  | 0 | 0% | 0% | 0% | 100% | 100% | 100% | 100% | 100% | 100% |  | ls_0 | #N/A | #N/A | 0% | 0% | 0% | 0% |  | 0% | 0% | 0% | 0% | [8 empty] | 0 | 0 | 0 | 0 | 0 | 0
[11 empty] | 0 | [30 empty] | 0 | 0 | 0 | 0 | 0 | 0
[11 empty] | 0 | [30 empty] | 0 | 0 | 0 | 0 | 0 | 0
[11 empty] | 0 | [30 empty] | 0 | 0 | 0 | 0 | 0 | 0
[11 empty] | 0 | [30 empty] | 0 | 0 | 0 | 0 | 0 | 0
[11 empty] | 0 | [30 empty] | 0 | 0 | 0 | 0 | 0 | 0
A - Residential | Res Energy Star Appliance | Res Energy Star Appliance | Energy Star Clothes Washers |  | Hot Water |  | 11 |  |  |  | 0 | 0% | 0% | 0% | 100% | 100% | 100% | 100% | 100% | 100% |  | ls_1 | #N/A | #N/A | 0% | 0% | 0% | 0% |  | 0% | 0% | 0% | 0% | [8 empty] | 0 | 0 | 0 | 0 | 0 | 0
A - Residential | Res Energy Star Appliance | Res Energy Star Appliance | Energy Star Room Air Conditioners |  | HVAC |  | 9 |  |  |  | 0 | 0% | 0% | 0% | 100% | 100% | 100% | 100% | 100% | 100% |  | ls_18 | #N/A | #N/A | 0% | 0% | 0% | 0% |  | 0% | 0% | 0% | 0% | [8 empty] | 0 | 0 | 0 | 0 | 0 | 0
A - Residential | Res Energy Star Appliance | Res Energy Star Appliance | 2nd Refrigerator Pickup/Turnin |  | Process |  | 8 |  |  |  | 0 | 0% | 0% | 0% | 100% | 100% | 100% | 100% | 100% | 100% |  | ls_76 | #N/A | #N/A | 0% | 0% | 0% | 0% |  | 0% | 0% | 0% | 0% | [8 empty] | 0 | 0 | 0 | 0 | 0 | 0
A - Residential | Res Energy Star Appliance | Res Energy Star Appliance | Advanced Power Strip |  | Process |  | 5 |  |  |  | 0 | 0% | 0% | 0% | 100% | 100% | 100% | 100% | 100% | 100% |  | ls_6 | #N/A | #N/A | 0% | 0% | 0% | 0% |  | 0% | 0% | 0% | 0% | [8 empty] | 0 | 0 | 0 | 0 | 0 | 0
A - Residential | Res Energy Star Appliance | Res Energy Star Appliance | Energy Star Refrigerators |  | Process |  | 12 |  |  |  | 0 | 0% | 0% | 0% | 100% | 100% | 100% | 100% | 100% | 100% |  | ls_76 | #N/A | #N/A | 0% | 0% | 0% | 0% |  | 0% | 0% | 0% | 0% | [8 empty] | 0 | 0 | 0 | 0 | 0 | 0
A - Residential | Res Energy Star Appliance | Res Energy Star Appliance | Energy Star Room Air Purifier |  | Process |  | 9 |  |  |  | 0 | 0% | 0% | 0% | 100% | 100% | 100% | 100% | 100% | 100% |  | ls_6 | #N/A | #N/A | 0% | 0% | 0% | 0% |  | 0% | 0% | 0% | 0% | [8 empty] | 0 | 0 | 0 | 0 | 0 | 0
A - Residential | Res Energy Star Appliance | Res Energy Star Appliance | 2nd Freezer Pickup/Turnin |  | Process |  | 8 |  |  |  | 0 | 0% | 0% | 0% | 100% | 100% | 100% | 100% | 100% | 100% |  | ls_76 | #N/A | #N/A | 0% | 0% | 0% | 0% |  | 0% | 0% | 0% | 0% | [8 empty] | 0 | 0 | 0 | 0 | 0 | 0
A - Residential | Res Energy Star Appliance | Res Energy Star Appliance | Room AC Pickup/Turnin |  | HVAC |  | 5 |  |  |  | 0 | 0% | 0% | 0% | 100% | 100% | 100% | 100% | 100% | 100% |  | ls_18 | #N/A | #N/A | 0% | 0% | 0% | 0% |  | 0% | 0% | 0% | 0% | [8 empty] | 0 | 0 | 0 | 0 | 0 | 0
A - Residential | Res Energy Star Appliance | Res Energy Star Appliance | Energy Star Central AC |  | HVAC |  | 14 |  |  |  | 0 | 0% | 0% | 0% | 100% | 100% | 100% | 100% | 100% | 100% |  | ls_11 | #N/A | #N/A | 0% | 0% | 0% | 0% |  | 0% | 0% | 0% | 0% | [8 empty] | 0 | 0 | 0 | 0 | 0 | 0
A - Residential | Res Energy Star Appliance | Res Energy Star Appliance | Mini Split Heat Pump HSPF>=8.5, SEER >=15, EER>=12.5 cooling |  | HVAC |  | 12 |  |  |  | 0 | 0% | 0% | 0% | 100% | 100% | 100% | 100% | 100% | 100% |  | ls_68 | #N/A | #N/A | 0% | 0% | 0% | 0% |  | 0% | 0% | 0% | 0% | [8 empty] | 0 | 0 | 0 | 0 | 0 | 0
A - Residential | Res Energy Star Appliance | Res Energy Star Appliance | Mini Split Heat Pump HSPF>=8.5, SEER >=15, EER>=12.5 heating |  | HVAC |  | 12 |  |  |  | 0 | 0% | 0% | 0% | 100% | 100% | 100% | 100% | 100% | 100% |  | ls_68 | #N/A | #N/A | 0% | 0% | 0% | 0% |  | 0% | 0% | 0% | 0% | [8 empty] | 0 | 0 | 0 | 0 | 0 | 0
A - Residential | Res Energy Star Appliance | Res Energy Star Appliance | Ductless MS Cooling only SEER 20 (per ton) |  | HVAC |  | 12 |  |  |  | 0 | 0% | 0% | 0% | 100% | 100% | 100% | 100% | 100% | 100% |  | ls_68 | #N/A | #N/A | 0% | 0% | 0% | 0% |  | 0% | 0% | 0% | 0% | [8 empty] | 0 | 0 | 0 | 0 | 0 | 0
A - Residential | Res Energy Star Appliance | Res Energy Star Appliance | DHW: Heat Pump Water Heater 50 Gallon Electric, EF>=2.3 (ES=EF>=2.0) |  | Hot Water |  | 10 |  |  |  | 0 | 0% | 0% | 0% | 100% | 100% | 100% | 100% | 100% | 100% |  | ls_8 | #N/A | #N/A | 0% | 0% | 0% | 0% |  | 0% | 0% | 0% | 0% | [8 empty] | 0 | 0 | 0 | 0 | 0 | 0
A - Residential | Res Energy Star Appliance | Res Energy Star Appliance | DHW: Heat Pump Water Heater 80 Gallon Electric, EF>=2.3 (ES=EF>=2.0) |  | Hot Water |  | 10 |  |  |  | 0 | 0% | 0% | 0% | 100% | 100% | 100% | 100% | 100% | 100% |  | ls_8 | #N/A | #N/A | 0% | 0% | 0% | 0% |  | 0% | 0% | 0% | 0% | [8 empty] | 0 | 0 | 0 | 0 | 0 | 0
A - Residential | Res Energy Star Appliance | Res Energy Star Appliance | Energy Star WiFi Thermostat for Heat Pumps |  | HVAC |  | 12 |  |  |  | 0 | 0% | 0% | 0% | 100% | 100% | 100% | 100% | 100% | 100% |  | ls_11 | #N/A | #N/A | 0% | 0% | 0% | 0% |  | 0% | 0% | 0% | 0% | [8 empty] | 0 | 0 | 0 | 0 | 0 | 0
A - Residential | Res Energy Star Appliance | Res Energy Star Appliance | Mini Split Heat Pump HSPF>=10, SEER >=18, EER>=12.5 cooling |  | HVAC |  | 12 |  |  |  | 0 | 0% | 0% | 0% | 100% | 100% | 100% | 100% | 100% | 100% |  | ls_68 | #N/A | #N/A | 0% | 0% | 0% | 0% |  | 0% | 0% | 0% | 0% | [8 empty] | 0 | 0 | 0 | 0 | 0 | 0
A - Residential | Res Energy Star Appliance | Res Energy Star Appliance | Mini Split Heat Pump HSPF>=10, SEER >=18, EER>=12.5 heating |  | HVAC |  | 12 |  |  |  | 0 | 0% | 0% | 0% | 100% | 100% | 100% | 100% | 100% | 100% |  | ls_68 | #N/A | #N/A | 0% | 0% | 0% | 0% |  | 0% | 0% | 0% | 0% | [8 empty] | 0 | 0 | 0 | 0 | 0 | 0
A - Residential | Res Energy Star Appliance | Res Energy Star Appliance | Energy Star WiFi Thermostat for MS and CAC only |  | HVAC |  | 12 |  |  |  | 0 | 0% | 0% | 0% | 100% | 100% | 100% | 100% | 100% | 100% |  | ls_11 | #N/A | #N/A | 0% | 0% | 0% | 0% |  | 0% | 0% | 0% | 0% | [8 empty] | 0 | 0 | 0 | 0 | 0 | 0
A - Residential | Res Energy Star Appliance | Res Energy Star Appliance | Dehumidifiers | [7 empty] | 0 | 0% | 0% | 0% | 100% | 100% | 100% | 100% | 100% | 100% |  | custom | #N/A | Custom Calculation | 2% | 3% | 59% | 36% | 0.026 | 85% | 0% | 85% | 85% | [8 empty] | 0 | 0 | 0 | 0 | 0 | 0
A - Residential | Res Energy Star Appliance | Res Energy Star Appliance | Freezers |  | HVAC | [5 empty] | 0 | 0% | 0% | 0% | 100% | 100% | 100% | 100% | 100% | 100% |  | ls_76 | #N/A | #N/A | 0% | 0% | 0% | 0% |  | 0% | 0% | 0% | 0% | [8 empty] | 0 | 0 | 0 | 0 | 0 | 0
A - Residential | Res Energy Star Appliance | Res Energy Star Appliance | clothes dryers - Energy Star |  | Process | [5 empty] | 0 | 0% | 0% | 0% | 100% | 100% | 100% | 100% | 100% | 100% |  | ls_1 | #N/A | #N/A | 0% | 0% | 0% | 0% |  | 0% | 0% | 0% | 0% | [8 empty] | 0 | 0 | 0 | 0 | 0 | 0
A - Residential | Res Energy Star Appliance | Res Energy Star Appliance | Pool Pumps (upstream?) |  | Process | [5 empty] | 0 | 0% | 0% | 0% | 100% | 100% | 100% | 100% | 100% | 100% |  | custom | #N/A | Custom Calculation | 0% | 0% | 50% | 50% | 0.379 | 100% | 0% | 100% | 100% | [8 empty] | 0 | 0 | 0 | 0 | 0 | 0
A - Residential | Res Energy Star Appliance | Res Energy Star Appliance | televisions (not to be offered, leave in screen for 2018-2020) |  | Process | [5 empty] | 0 | 0% | 0% | 0% | 100% | 100% | 100% | 100% | 100% | 100% |  | ls_6 | #N/A | #N/A | 0% | 0% | 0% | 0% |  | 0% | 0% | 0% | 0% | [8 empty] | 0 | 0 | 0 | 0 | 0 | 0
A - Residential | Res Energy Star Appliance | Res Energy Star Appliance | monitors (not to be offered, leave in screen for 2018-2020) |  | Process | [5 empty] | 0 | 0% | 0% | 0% | 100% | 100% | 100% | 100% | 100% | 100% |  | ls_6 | #N/A | #N/A | 0% | 0% | 0% | 0% |  | 0% | 0% | 0% | 0% | [8 empty] | 0 | 0 | 0 | 0 | 0 | 0
A - Residential | Res Energy Star Appliance | Res Energy Star Appliance | ECM circulator pumps |  | HVAC | [5 empty] | 0 | 0% | 0% | 0% | 100% | 100% | 100% | 100% | 100% | 100% |  | ls_25 | #N/A | #N/A | 0% | 0% | 0% | 0% |  | 0% | 0% | 0% | 0% | [8 empty] | 0 | 0 | 0 | 0 | 0 | 0
A - Residential | Res Energy Star Appliance | Res Energy Star Appliance | wi-fi thermostats (not tied to MS and CAC) |  | HVAC | [5 empty] | 0 | 0% | 0% | 0% | 100% | 100% | 100% | 100% | 100% | 100% |  | ls_0 | #N/A | #N/A | 0% | 0% | 0% | 0% |  | 0% | 0% | 0% | 0% | [8 empty] | 0 | 0 | 0 | 0 | 0 | 0
A - Residential | Res Energy Star Appliance | Res Energy Star Appliance | Home Energy Managment Systems |  | HVAC | [5 empty] | 0 | 0% | 0% | 0% | 100% | 100% | 100% | 100% | 100% | 100% |  |  | #N/A | #N/A | 0% | 0% | 0% | 0% |  | 0% | 0% | 0% | 0% | [8 empty] | 0 | 0 | 0 | 0 | 0 | 0
A - Residential | Res Energy Star Appliance | Res Energy Star Appliance | heat recovery ventilator (in MA TRM) |  | HVAC | [5 empty] | 0 | 0% | 0% | 0% | 100% | 100% | 100% | 100% | 100% | 100% |  | ls_0 | #N/A | #N/A | 0% | 0% | 0% | 0% |  | 0% | 0% | 0% | 0% | [8 empty] | 0 | 0 | 0 | 0 | 0 | 0
A - Residential | Res Energy Star Appliance | Res Energy Star Appliance | electric water heating removal (VT TRM) | [7 empty] | 0 | 0% | 0% | 0% | 100% | 100% | 100% | 100% | 100% | 100% |  |  | #N/A | #N/A | 0% | 0% | 0% | 0% |  | 0% | 0% | 0% | 0% | [8 empty] | 0 | 0 | 0 | 0 | 0 | 0
A - Residential | Res Energy Star Appliance | Res Energy Star Appliance | electric clothes dryer w/fuel switch (VT TRM) | [7 empty] | 0 | 0% | 0% | 0% | 100% | 100% | 100% | 100% | 100% | 100% |  |  | #N/A | #N/A | 0% | 0% | 0% | 0% |  | 0% | 0% | 0% | 0% | [8 empty] | 0 | 0 | 0 | 0 | 0 | 0
A - Residential | Res Energy Star Appliance | Res Energy Star Appliance | aeraotrs and showerheads (VT TRM) for electric heating customers |  | Hot Water | [5 empty] | 0 | 0% | 0% | 0% | 100% | 100% | 100% | 100% | 100% | 100% |  | ls_8 | #N/A | #N/A | 0% | 0% | 0% | 0% |  | 0% | 0% | 0% | 0% | [8 empty] | 0 | 0 | 0 | 0 | 0 | 0
[11 empty] | 0 | [30 empty] | 0 | 0 | 0 | 0 | 0 | 0
[11 empty] | 0 | [30 empty] | 0 | 0 | 0 | 0 | 0 | 0
[11 empty] | 0 | [30 empty] | 0 | 0 | 0 | 0 | 0 | 0
[11 empty] | 0 | [30 empty] | 0 | 0 | 0 | 0 | 0 | 0
[11 empty] | 0 | [30 empty] | 0 | 0 | 0 | 0 | 0 | 0
A - Residential | Res Energy Star Lighting | Res Energy Star Lighting | Catalog/Online: CFLs multis |  | Lighting |  | 5 |  |  |  | 0 | 0% | 0% | 0% | 100% | 100% | 100% | 100% | 100% | 100% |  | ls_70 | #N/A | #N/A | 0% | 0% | 0% | 0% |  | 0% | 0% | 0% | 0% | [8 empty] | 0 | 0 | 0 | 0 | 0 | 0
A - Residential | Res Energy Star Lighting | Res Energy Star Lighting | Catalog/Online: LED Interior Fixtures |  | Lighting |  | 8 |  |  |  | 0 | 0% | 0% | 0% | 100% | 100% | 100% | 100% | 100% | 100% |  | ls_69 | #N/A | #N/A | 0% | 0% | 0% | 0% |  | 0% | 0% | 0% | 0% | [8 empty] | 0 | 0 | 0 | 0 | 0 | 0
A - Residential | Res Energy Star Lighting | Res Energy Star Lighting | Catalog/Online: LED Exterior Fixtures |  | Lighting |  | 8 |  |  |  | 0 | 0% | 0% | 0% | 100% | 100% | 100% | 100% | 100% | 100% |  | ls_71 | #N/A | #N/A | 0% | 0% | 0% | 0% |  | 0% | 0% | 0% | 0% | [8 empty] | 0 | 0 | 0 | 0 | 0 | 0
A - Residential | Res Energy Star Lighting | Res Energy Star Lighting | Catalog/Online: LED Single Pack |  | Lighting |  | 20 |  |  |  | 0 | 0% | 0% | 0% | 100% | 100% | 100% | 100% | 100% | 100% |  | ls_69 | #N/A | #N/A | 0% | 0% | 0% | 0% |  | 0% | 0% | 0% | 0% | [8 empty] | 0 | 0 | 0 | 0 | 0 | 0
A - Residential | Res Energy Star Lighting | Res Energy Star Lighting | Catalog/Online: LED Multipacks |  | Lighting |  | 20 |  |  |  | 0 | 0% | 0% | 0% | 100% | 100% | 100% | 100% | 100% | 100% |  | ls_69 | #N/A | #N/A | 0% | 0% | 0% | 0% |  | 0% | 0% | 0% | 0% | [8 empty] | 0 | 0 | 0 | 0 | 0 | 0
A - Residential | Res Energy Star Lighting | Res Energy Star Lighting | Catalog/Online: LED Specialty Bulb |  | Lighting |  | 10 |  |  |  | 0 | 0% | 0% | 0% | 100% | 100% | 100% | 100% | 100% | 100% |  | ls_69 | #N/A | #N/A | 0% | 0% | 0% | 0% |  | 0% | 0% | 0% | 0% | [8 empty] | 0 | 0 | 0 | 0 | 0 | 0
A - Residential | Res Energy Star Lighting | Res Energy Star Lighting | Retail/Coupon: CFLs multis |  | Lighting |  | 5 |  |  |  | 0 | 0% | 0% | 0% | 100% | 100% | 100% | 100% | 100% | 100% |  | ls_70 | #N/A | #N/A | 0% | 0% | 0% | 0% |  | 0% | 0% | 0% | 0% | [8 empty] | 0 | 0 | 0 | 0 | 0 | 0
A - Residential | Res Energy Star Lighting | Res Energy Star Lighting | Retail/Coupon: LED Interior Fixtures |  | Lighting |  | 8 |  |  |  | 0 | 0% | 0% | 0% | 100% | 100% | 100% | 100% | 100% | 100% |  | ls_69 | #N/A | #N/A | 0% | 0% | 0% | 0% |  | 0% | 0% | 0% | 0% | [8 empty] | 0 | 0 | 0 | 0 | 0 | 0
A - Residential | Res Energy Star Lighting | Res Energy Star Lighting | Retail/Coupon: LED Exterior Fixtures |  | Lighting |  | 8 |  |  |  | 0 | 0% | 0% | 0% | 100% | 100% | 100% | 100% | 100% | 100% |  | ls_71 | #N/A | #N/A | 0% | 0% | 0% | 0% |  | 0% | 0% | 0% | 0% | [8 empty] | 0 | 0 | 0 | 0 | 0 | 0
A - Residential | Res Energy Star Lighting | Res Energy Star Lighting | Retail/Coupon: LED Single Pack |  | Lighting |  | 20 |  |  |  | 0 | 0% | 0% | 0% | 100% | 100% | 100% | 100% | 100% | 100% |  | ls_69 | #N/A | #N/A | 0% | 0% | 0% | 0% |  | 0% | 0% | 0% | 0% | [8 empty] | 0 | 0 | 0 | 0 | 0 | 0
A - Residential | Res Energy Star Lighting | Res Energy Star Lighting | Retail/Coupon: LED Multipacks |  | Lighting |  | 20 |  |  |  | 0 | 0% | 0% | 0% | 100% | 100% | 100% | 100% | 100% | 100% |  | ls_69 | #N/A | #N/A | 0% | 0% | 0% | 0% |  | 0% | 0% | 0% | 0% | [8 empty] | 0 | 0 | 0 | 0 | 0 | 0
A - Residential | Res Energy Star Lighting | Res Energy Star Lighting | Retail/Coupon: LED Specialty Bulb |  | Lighting |  | 10 |  |  |  | 0 | 0% | 0% | 0% | 100% | 100% | 100% | 100% | 100% | 100% |  | ls_71 | #N/A | #N/A | 0% | 0% | 0% | 0% |  | 0% | 0% | 0% | 0% | [8 empty] | 0 | 0 | 0 | 0 | 0 | 0
A - Residential | Res Energy Star Lighting | Res Energy Star Lighting | Markdown: CFLs multis |  | Lighting |  | 5 |  |  |  | 0 | 0% | 0% | 0% | 100% | 100% | 100% | 100% | 100% | 100% |  | ls_70 | #N/A | #N/A | 0% | 0% | 0% | 0% |  | 0% | 0% | 0% | 0% | [8 empty] | 0 | 0 | 0 | 0 | 0 | 0
A - Residential | Res Energy Star Lighting | Res Energy Star Lighting | Markdown: LED Interior Fixtures |  | Lighting |  | 8 |  |  |  | 0 | 0% | 0% | 0% | 100% | 100% | 100% | 100% | 100% | 100% |  | ls_69 | #N/A | #N/A | 0% | 0% | 0% | 0% |  | 0% | 0% | 0% | 0% | [8 empty] | 0 | 0 | 0 | 0 | 0 | 0
A - Residential | Res Energy Star Lighting | Res Energy Star Lighting | Markdown: LED Exterior Fixtures |  | Lighting |  | 8 |  |  |  | 0 | 0% | 0% | 0% | 100% | 100% | 100% | 100% | 100% | 100% |  | ls_71 | #N/A | #N/A | 0% | 0% | 0% | 0% |  | 0% | 0% | 0% | 0% | [8 empty] | 0 | 0 | 0 | 0 | 0 | 0
A - Residential | Res Energy Star Lighting | Res Energy Star Lighting | Markdown: LED Single Pack |  | Lighting |  | 20 |  |  |  | 0 | 0% | 0% | 0% | 100% | 100% | 100% | 100% | 100% | 100% |  | ls_69 | #N/A | #N/A | 0% | 0% | 0% | 0% |  | 0% | 0% | 0% | 0% | [8 empty] | 0 | 0 | 0 | 0 | 0 | 0
A - Residential | Res Energy Star Lighting | Res Energy Star Lighting | Markdown: LED Multipacks |  | Lighting |  | 20 |  |  |  | 0 | 0% | 0% | 0% | 100% | 100% | 100% | 100% | 100% | 100% |  | ls_69 | #N/A | #N/A | 0% | 0% | 0% | 0% |  | 0% | 0% | 0% | 0% | [8 empty] | 0 | 0 | 0 | 0 | 0 | 0
A - Residential | Res Energy Star Lighting | Res Energy Star Lighting | Markdown: LED Specialty Bulb |  | Lighting |  | 10 |  |  |  | 0 | 0% | 0% | 0% | 100% | 100% | 100% | 100% | 100% | 100% |  | ls_69 | #N/A | #N/A | 0% | 0% | 0% | 0% |  | 0% | 0% | 0% | 0% | [8 empty] | 0 | 0 | 0 | 0 | 0 | 0
[11 empty] | 0 | [30 empty] | 0 | 0 | 0 | 0 | 0 | 0
[11 empty] | 0 | [30 empty] | 0 | 0 | 0 | 0 | 0 | 0
[11 empty] | 0 | [30 empty] | 0 | 0 | 0 | 0 | 0 | 0
[11 empty] | 0 | [30 empty] | 0 | 0 | 0 | 0 | 0 | 0
[11 empty] | 0 | [30 empty] | 0 | 0 | 0 | 0 | 0 | 0
[11 empty] | 0 | [30 empty] | 0 | 0 | 0 | 0 | 0 | 0
B - Low-Income | Home Energy Assistance | Home Energy Assistance | LEDs |  | Lighting |  | 20 |  |  |  | 0 | 0% | 0% | 0% | 100% | 100% | 100% | 100% | 100% | 100% |  | ls_69 | #N/A | #N/A | 0% | 0% | 0% | 0% |  | 0% | 0% | 0% | 0% | [8 empty] | 0 | 0 | 0 | 0 | 0 | 0
B - Low-Income | Home Energy Assistance | Home Energy Assistance | Refrigerator - SF |  | Process |  | 12 |  |  |  | 0 | 0% | 0% | 0% | 100% | 100% | 100% | 100% | 100% | 100% |  | ls_7 | #N/A | #N/A | 0% | 0% | 0% | 0% |  | 0% | 0% | 0% | 0% | [8 empty] | 0 | 0 | 0 | 0 | 0 | 0
B - Low-Income | Home Energy Assistance | Home Energy Assistance | Refrigerator - MF |  | Process |  | 12 |  |  |  | 0 | 0% | 0% | 0% | 100% | 100% | 100% | 100% | 100% | 100% |  | ls_36 | #N/A | #N/A | 0% | 0% | 0% | 0% |  | 0% | 0% | 0% | 0% | [8 empty] | 0 | 0 | 0 | 0 | 0 | 0
B - Low-Income | Home Energy Assistance | Home Energy Assistance | Weatherization - SF Oil |  | Envelope |  | 20 |  |  |  | 0 | 0% | 0% | 0% | 100% | 100% | 100% | 100% | 100% | 100% |  | ls_77 | #N/A | #N/A | 0% | 0% | 0% | 0% |  | 0% | 0% | 0% | 0% | [8 empty] | 0 | 0 | 0 | 0 | 0 | 0
B - Low-Income | Home Energy Assistance | Home Energy Assistance | Weatherization - SF Electric |  | Envelope |  | 20 |  |  |  | 0 | 0% | 0% | 0% | 100% | 100% | 100% | 100% | 100% | 100% |  | ls_3 | [19 empty] | 0 | 0 | 0 | 0 | 0 | 0
B - Low-Income | Home Energy Assistance | Home Energy Assistance | Weatherization - SF Propane |  | Envelope |  | 20 |  |  |  | 0 | 0% | 0% | 0% | 100% | 100% | 100% | 100% | 100% | 100% |  | ls_75 | [19 empty] | 0 | 0 | 0 | 0 | 0 | 0
B - Low-Income | Home Energy Assistance | Home Energy Assistance | Weatherization - MF Oil |  | Envelope |  | 20 |  |  |  | 0 | 0% | 0% | 0% | 100% | 100% | 100% | 100% | 100% | 100% |  | ls_23 | #N/A | #N/A | 0% | 0% | 0% | 0% |  | 0% | 0% | 0% | 0% | [8 empty] | 0 | 0 | 0 | 0 | 0 | 0
B - Low-Income | Home Energy Assistance | Home Energy Assistance | Weatherization - MF Electric |  | Envelope |  | 20 |  |  |  | 0 | 0% | 0% | 0% | 100% | 100% | 100% | 100% | 100% | 100% |  | ls_12 | [19 empty] | 0 | 0 | 0 | 0 | 0 | 0
B - Low-Income | Home Energy Assistance | Home Energy Assistance | Weatherization - MF Propane |  | Envelope |  | 20 |  |  |  | 0 | 0% | 0% | 0% | 100% | 100% | 100% | 100% | 100% | 100% |  | ls_23 | [19 empty] | 0 | 0 | 0 | 0 | 0 | 0
B - Low-Income | Home Energy Assistance | Home Energy Assistance | Aerators and showerheads - Electric |  | Hot Water |  | 7 |  |  |  | 0 | 0% | 0% | 0% | 100% | 100% | 100% | 100% | 100% | 100% |  | ls_8 | #N/A | #N/A | 0% | 0% | 0% | 0% |  | 0% | 0% | 0% | 0% | [8 empty] | 0 | 0 | 0 | 0 | 0 | 0
B - Low-Income | Home Energy Assistance | Home Energy Assistance | Aerators and showerheads - Non Electric |  | Hot Water |  | 7 |  |  |  | 0 | 0% | 0% | 0% | 100% | 100% | 100% | 100% | 100% | 100% |  | ls_0 | #N/A | #N/A | 0% | 0% | 0% | 0% |  | 0% | 0% | 0% | 0% | [8 empty] | 0 | 0 | 0 | 0 | 0 | 0
B - Low-Income | Home Energy Assistance | Home Energy Assistance | Thermostats - Electric |  | HVAC |  | 15 |  |  |  | 0 | 0% | 0% | 0% | 100% | 100% | 100% | 100% | 100% | 100% |  | ls_11 | #N/A | #N/A | 0% | 0% | 0% | 0% |  | 0% | 0% | 0% | 0% | [8 empty] | 0 | 0 | 0 | 0 | 0 | 0
B - Low-Income | Home Energy Assistance | Home Energy Assistance | Thermostats - Non Electric |  | HVAC |  | 15 |  |  |  | 0 | 0% | 0% | 0% | 100% | 100% | 100% | 100% | 100% | 100% |  | ls_0 | #N/A | #N/A | 0% | 0% | 0% | 0% |  | 0% | 0% | 0% | 0% | [8 empty] | 0 | 0 | 0 | 0 | 0 | 0
B - Low-Income | Home Energy Assistance | Home Energy Assistance | Boiler Replacement AFUE>=85% |  | HVAC |  | 20 |  |  |  | 0 | 0% | 0% | 0% | 100% | 100% | 100% | 100% | 100% | 100% |  | ls_0 | #N/A | #N/A | 0% | 0% | 0% | 0% |  | 0% | 0% | 0% | 0% | [8 empty] | 0 | 0 | 0 | 0 | 0 | 0
B - Low-Income | Home Energy Assistance | Home Energy Assistance | Furnace Replacement AFUE >=85% w/ECM |  | HVAC |  | 18 |  |  |  | 0 | 0% | 0% | 0% | 100% | 100% | 100% | 100% | 100% | 100% |  | ls_73 | #N/A | #N/A | 0% | 0% | 0% | 0% |  | 0% | 0% | 0% | 0% | [8 empty] | 0 | 0 | 0 | 0 | 0 | 0
B - Low-Income | Home Energy Assistance | Home Energy Assistance | DHW Pipe Wrap - Electric |  | Hot Water |  | 7 |  |  |  | 0 | 0% | 0% | 0% | 100% | 100% | 100% | 100% | 100% | 100% |  | ls_8 | #N/A | #N/A | 0% | 0% | 0% | 0% |  | 0% | 0% | 0% | 0% | [8 empty] | 0 | 0 | 0 | 0 | 0 | 0
B - Low-Income | Home Energy Assistance | Home Energy Assistance | DHW Pipe Wrap - Non Electric |  | Hot Water |  | 7 |  |  |  | 0 | 0% | 0% | 0% | 100% | 100% | 100% | 100% | 100% | 100% |  | ls_0 | #N/A | #N/A | 0% | 0% | 0% | 0% |  | 0% | 0% | 0% | 0% | [8 empty] | 0 | 0 | 0 | 0 | 0 | 0
B - Low-Income | Home Energy Assistance | Home Energy Assistance | Wxn Heating Ancillary Savings |  |  |  | 20 |  |  |  | 0 | 0% | 0% | 0% | 100% | 100% | 100% | 100% | 100% | 100% |  |  | #N/A | #N/A | 0% | 0% | 0% | 0% |  | 0% | 0% | 0% | 0% | [8 empty] | 0 | 0 | 0 | 0 | 0 | 0
B - Low-Income | Home Energy Assistance | Home Energy Assistance | Cooling system Ancillary Savings |  |  |  | 20 |  |  |  | 0 | 0% | 0% | 0% | 100% | 100% | 100% | 100% | 100% | 100% |  |  | #N/A | #N/A | 0% | 0% | 0% | 0% |  | 0% | 0% | 0% | 0% | [8 empty] | 0 | 0 | 0 | 0 | 0 | 0
B - Low-Income | Home Energy Assistance | Home Energy Assistance | Non-Energy Saving Measures (CO detectors, fans, vents) |  |  |  | 1 |  |  |  | 0 | 0% | 0% | 0% | 100% | 100% | 100% | 100% | 100% | 100% |  | ls_0 | #N/A | #N/A | 0% | 0% | 0% | 0% |  | 0% | 0% | 0% | 0% | [8 empty] | 0 | 0 | 0 | 0 | 0 | 0
B - Low-Income | Home Energy Assistance | Home Energy Assistance | audits |  |  |  | 1 |  |  |  | 0 | 0% | 0% | 0% | 100% | 100% | 100% | 100% | 100% | 100% |  | ls_0 | #N/A | #N/A | 0% | 0% | 0% | 0% |  | 0% | 0% | 0% | 0% | [8 empty] | 0 | 0 | 0 | 0 | 0 | 0
[11 empty] | 0 | [30 empty] | 0 | 0 | 0 | 0 | 0 | 0
[11 empty] | 0 | [30 empty] | 0 | 0 | 0 | 0 | 0 | 0
[11 empty] | 0 | [30 empty] | 0 | 0 | 0 | 0 | 0 | 0
[11 empty] | 0 | [30 empty] | 0 | 0 | 0 | 0 | 0 | 0
[11 empty] | 0 | [30 empty] | 0 | 0 | 0 | 0 | 0 | 0
C - Commercial & Industrial | Large Business Energy Solutions | Large Business New Equipment and Construction | Lighting - Fluorescents - Retro |  | Lighting |  | 13 |  |  |  | 0 | 0% | 0% | 0% | 100% | 100% | 100% | 100% | 100% | 100% |  |  | #N/A | #N/A | 0% | 0% | 0% | 0% |  | 0% | 0% | 0% | 0% | [8 empty] | 0 | 0 | 0 | 0 | 0 | 0
C - Commercial & Industrial | Large Business Energy Solutions | Large Business New Equipment and Construction | Lighting - Fluorescents - New |  | Lighting |  | 15 |  |  |  | 0 | 0% | 0% | 0% | 100% | 100% | 100% | 100% | 100% | 100% |  |  | #N/A | #N/A | 0% | 0% | 0% | 0% |  | 0% | 0% | 0% | 0% | [8 empty] | 0 | 0 | 0 | 0 | 0 | 0
C - Commercial & Industrial | Large Business Energy Solutions | Large Business New Equipment and Construction | Lighting LEDs - Retro |  | Lighting |  | 13 |  |  |  | 0 | 0% | 0% | 0% | 100% | 100% | 100% | 100% | 100% | 100% |  |  | #N/A | #N/A | 0% | 0% | 0% | 0% |  | 0% | 0% | 0% | 0% | [8 empty] | 0 | 0 | 0 | 0 | 0 | 0
C - Commercial & Industrial | Large Business Energy Solutions | Large Business New Equipment and Construction | Lighting LEDs - New |  | Lighting |  | 15 |  |  |  | 0 | 0% | 0% | 0% | 100% | 100% | 100% | 100% | 100% | 100% |  |  | #N/A | #N/A | 0% | 0% | 0% | 0% |  | 0% | 0% | 0% | 0% | [8 empty] | 0 | 0 | 0 | 0 | 0 | 0
C - Commercial & Industrial | Large Business Energy Solutions | Large Business New Equipment and Construction | VFD - Retro |  | Motors/Drives |  | 13 |  |  |  | 0 | 0% | 0% | 0% | 100% | 100% | 100% | 100% | 100% | 100% |  |  | #N/A | #N/A | 0% | 0% | 0% | 0% |  | 0% | 0% | 0% | 0% | [8 empty] | 0 | 0 | 0 | 0 | 0 | 0
C - Commercial & Industrial | Large Business Energy Solutions | Large Business New Equipment and Construction | Air Compressors - Retro |  | Compressed Air |  | 13 |  |  |  | 0 | 0% | 0% | 0% | 100% | 100% | 100% | 100% | 100% | 100% |  |  | #N/A | #N/A | 0% | 0% | 0% | 0% |  | 0% | 0% | 0% | 0% | [8 empty] | 0 | 0 | 0 | 0 | 0 | 0
C - Commercial & Industrial | Large Business Energy Solutions | Large Business New Equipment and Construction | Unitary AC - New |  | HVAC |  | 15 |  |  |  | 0 | 0% | 0% | 0% | 100% | 100% | 100% | 100% | 100% | 100% |  |  | #N/A | #N/A | 0% | 0% | 0% | 0% |  | 0% | 0% | 0% | 0% | [8 empty] | 0 | 0 | 0 | 0 | 0 | 0
C - Commercial & Industrial | Large Business Energy Solutions | Large Business New Equipment and Construction | Custom - Process |  | Process |  | 15 |  |  |  | 0 | 0% | 0% | 0% | 100% | 100% | 100% | 100% | 100% | 100% |  |  | #N/A | #N/A | 0% | 0% | 0% | 0% |  | 0% | 0% | 0% | 0% | [8 empty] | 0 | 0 | 0 | 0 | 0 | 0
C - Commercial & Industrial | Large Business Energy Solutions | Large Business New Equipment and Construction | Custom - Other |  |  |  | 15 |  |  |  | 0 | 0% | 0% | 0% | 100% | 100% | 100% | 100% | 100% | 100% |  |  | #N/A | #N/A | 0% | 0% | 0% | 0% |  | 0% | 0% | 0% | 0% | [8 empty] | 0 | 0 | 0 | 0 | 0 | 0
C - Commercial & Industrial | Large Business Energy Solutions | Large Business New Equipment and Construction | CHP Pilot Measure |  | HVAC |  | 15 |  |  |  | 0 | 0% | 0% | 0% | 100% | 100% | 100% | 100% | 100% | 100% |  |  | #N/A | #N/A | 0% | 0% | 0% | 0% |  | 0% | 0% | 0% | 0% | [8 empty] | 0 | 0 | 0 | 0 | 0 | 0
C - Commercial & Industrial | Large Business Energy Solutions | Large Business New Equipment and Construction | Process |  | Process |  | 13 |  |  |  | 0 | 0% | 0% | 0% | 100% | 100% | 100% | 100% | 100% | 100% |  |  | #N/A | #N/A | 0% | 0% | 0% | 0% |  | 0% | 0% | 0% | 0% | [8 empty] | 0 | 0 | 0 | 0 | 0 | 0
C - Commercial & Industrial | Large Business Energy Solutions | Large Business New Equipment and Construction | Occupancy Sensors |  | Lighting |  | 13 |  |  |  | 0 | 0% | 0% | 0% | 100% | 100% | 100% | 100% | 100% | 100% |  |  | #N/A | #N/A | 0% | 0% | 0% | 0% |  | 0% | 0% | 0% | 0% | [8 empty] | 0 | 0 | 0 | 0 | 0 | 0
[11 empty] | 0 | [30 empty] | 0 | 0 | 0 | 0 | 0 | 0
[11 empty] | 0 | [30 empty] | 0 | 0 | 0 | 0 | 0 | 0
[11 empty] | 0 | [30 empty] | 0 | 0 | 0 | 0 | 0 | 0
[11 empty] | 0 | [30 empty] | 0 | 0 | 0 | 0 | 0 | 0
[11 empty] | 0 | [30 empty] | 0 | 0 | 0 | 0 | 0 | 0
C - Commercial & Industrial | Large Business Energy Solutions | Large Business Retrofit | Lighting - Fluorescents - Retro |  | Lighting |  | 13 |  |  |  | 0 | 0% | 0% | 0% | 100% | 100% | 100% | 100% | 100% | 100% |  |  | #N/A | #N/A | 0% | 0% | 0% | 0% |  | 0% | 0% | 0% | 0% | [8 empty] | 0 | 0 | 0 | 0 | 0 | 0
C - Commercial & Industrial | Large Business Energy Solutions | Large Business Retrofit | Lighting - Fluorescents - New |  | Lighting |  | 15 |  |  |  | 0 | 0% | 0% | 0% | 100% | 100% | 100% | 100% | 100% | 100% |  |  | #N/A | #N/A | 0% | 0% | 0% | 0% |  | 0% | 0% | 0% | 0% | [8 empty] | 0 | 0 | 0 | 0 | 0 | 0
C - Commercial & Industrial | Large Business Energy Solutions | Large Business Retrofit | Lighting LEDs - Retro |  | Lighting |  | 13 |  |  |  | 0 | 0% | 0% | 0% | 100% | 100% | 100% | 100% | 100% | 100% |  |  | #N/A | #N/A | 0% | 0% | 0% | 0% |  | 0% | 0% | 0% | 0% | [8 empty] | 0 | 0 | 0 | 0 | 0 | 0
C - Commercial & Industrial | Large Business Energy Solutions | Large Business Retrofit | Lighting LEDs - New |  | Lighting |  | 15 |  |  |  | 0 | 0% | 0% | 0% | 100% | 100% | 100% | 100% | 100% | 100% |  |  | #N/A | #N/A | 0% | 0% | 0% | 0% |  | 0% | 0% | 0% | 0% | [8 empty] | 0 | 0 | 0 | 0 | 0 | 0
C - Commercial & Industrial | Large Business Energy Solutions | Large Business Retrofit | VFD - Retro |  | Motors/Drives |  | 13 |  |  |  | 0 | 0% | 0% | 0% | 100% | 100% | 100% | 100% | 100% | 100% |  |  | #N/A | #N/A | 0% | 0% | 0% | 0% |  | 0% | 0% | 0% | 0% | [8 empty] | 0 | 0 | 0 | 0 | 0 | 0
C - Commercial & Industrial | Large Business Energy Solutions | Large Business Retrofit | Air Compressors - Retro |  | Compressed Air |  | 13 |  |  |  | 0 | 0% | 0% | 0% | 100% | 100% | 100% | 100% | 100% | 100% |  |  | #N/A | #N/A | 0% | 0% | 0% | 0% |  | 0% | 0% | 0% | 0% | [8 empty] | 0 | 0 | 0 | 0 | 0 | 0
C - Commercial & Industrial | Large Business Energy Solutions | Large Business Retrofit | Unitary AC - New |  | HVAC |  | 15 |  |  |  | 0 | 0% | 0% | 0% | 100% | 100% | 100% | 100% | 100% | 100% |  |  | #N/A | #N/A | 0% | 0% | 0% | 0% |  | 0% | 0% | 0% | 0% | [8 empty] | 0 | 0 | 0 | 0 | 0 | 0
C - Commercial & Industrial | Large Business Energy Solutions | Large Business Retrofit | Custom - Process |  | Process |  | 15 |  |  |  | 0 | 0% | 0% | 0% | 100% | 100% | 100% | 100% | 100% | 100% |  |  | #N/A | #N/A | 0% | 0% | 0% | 0% |  | 0% | 0% | 0% | 0% | [8 empty] | 0 | 0 | 0 | 0 | 0 | 0
C - Commercial & Industrial | Large Business Energy Solutions | Large Business Retrofit | Custom - Other |  |  |  | 15 |  |  |  | 0 | 0% | 0% | 0% | 100% | 100% | 100% | 100% | 100% | 100% |  |  | #N/A | #N/A | 0% | 0% | 0% | 0% |  | 0% | 0% | 0% | 0% | [8 empty] | 0 | 0 | 0 | 0 | 0 | 0
C - Commercial & Industrial | Large Business Energy Solutions | Large Business Retrofit | CHP Pilot Measure |  | HVAC |  | 15 |  |  |  | 0 | 0% | 0% | 0% | 100% | 100% | 100% | 100% | 100% | 100% |  |  | #N/A | #N/A | 0% | 0% | 0% | 0% |  | 0% | 0% | 0% | 0% | [8 empty] | 0 | 0 | 0 | 0 | 0 | 0
C - Commercial & Industrial | Large Business Energy Solutions | Large Business Retrofit | Process |  | Process |  | 13 |  |  |  | 0 | 0% | 0% | 0% | 100% | 100% | 100% | 100% | 100% | 100% |  |  | #N/A | #N/A | 0% | 0% | 0% | 0% |  | 0% | 0% | 0% | 0% | [8 empty] | 0 | 0 | 0 | 0 | 0 | 0
C - Commercial & Industrial | Large Business Energy Solutions | Large Business Retrofit | Occupancy Sensors |  | Lighting |  | 13 |  |  |  | 0 | 0% | 0% | 0% | 100% | 100% | 100% | 100% | 100% | 100% |  |  | #N/A | #N/A | 0% | 0% | 0% | 0% |  | 0% | 0% | 0% | 0% | [8 empty] | 0 | 0 | 0 | 0 | 0 | 0
[11 empty] | 0 | [30 empty] | 0 | 0 | 0 | 0 | 0 | 0
[11 empty] | 0 | [30 empty] | 0 | 0 | 0 | 0 | 0 | 0
[11 empty] | 0 | [30 empty] | 0 | 0 | 0 | 0 | 0 | 0
[11 empty] | 0 | [30 empty] | 0 | 0 | 0 | 0 | 0 | 0
[11 empty] | 0 | [30 empty] | 0 | 0 | 0 | 0 | 0 | 0
C - Commercial & Industrial | Small Business Energy Solutions | Small Business Retrofit | Lighting - Fluorescents - Retro |  | Lighting |  | 13 |  |  |  | 0 | 0% | 0% | 0% | 100% | 100% | 100% | 100% | 100% | 100% |  |  | #N/A | #N/A | 0% | 0% | 0% | 0% |  | 0% | 0% | 0% | 0% | [8 empty] | 0 | 0 | 0 | 0 | 0 | 0
C - Commercial & Industrial | Small Business Energy Solutions | Small Business Retrofit | Lighting LEDs - Retro |  | Lighting |  | 13 |  |  |  | 0 | 0% | 0% | 0% | 100% | 100% | 100% | 100% | 100% | 100% |  |  | #N/A | #N/A | 0% | 0% | 0% | 0% |  | 0% | 0% | 0% | 0% | [8 empty] | 0 | 0 | 0 | 0 | 0 | 0
C - Commercial & Industrial | Small Business Energy Solutions | Small Business Retrofit | Lighting - Fluorescents - New |  | Lighting |  | 15 |  |  |  | 0 | 0% | 0% | 0% | 100% | 100% | 100% | 100% | 100% | 100% |  |  | #N/A | #N/A | 0% | 0% | 0% | 0% |  | 0% | 0% | 0% | 0% | [8 empty] | 0 | 0 | 0 | 0 | 0 | 0
C - Commercial & Industrial | Small Business Energy Solutions | Small Business Retrofit | Lighting - LEDs - New |  | Lighting |  | 15 |  |  |  | 0 | 0% | 0% | 0% | 100% | 100% | 100% | 100% | 100% | 100% |  |  | #N/A | #N/A | 0% | 0% | 0% | 0% |  | 0% | 0% | 0% | 0% | [8 empty] | 0 | 0 | 0 | 0 | 0 | 0
C - Commercial & Industrial | Small Business Energy Solutions | Small Business Retrofit | Custom |  |  |  | 13 |  |  |  | 0 | 0% | 0% | 0% | 100% | 100% | 100% | 100% | 100% | 100% |  |  | #N/A | #N/A | 0% | 0% | 0% | 0% |  | 0% | 0% | 0% | 0% | [8 empty] | 0 | 0 | 0 | 0 | 0 | 0
C - Commercial & Industrial | Small Business Energy Solutions | Small Business Retrofit | Air Compressors |  | Compressed Air |  | 15 |  |  |  | 0 | 0% | 0% | 0% | 100% | 100% | 100% | 100% | 100% | 100% |  |  | #N/A | #N/A | 0% | 0% | 0% | 0% |  | 0% | 0% | 0% | 0% | [8 empty] | 0 | 0 | 0 | 0 | 0 | 0
C - Commercial & Industrial | Small Business Energy Solutions | Small Business Retrofit | Energy Management System |  | HVAC |  | 15 |  |  |  | 0 | 0% | 0% | 0% | 100% | 100% | 100% | 100% | 100% | 100% |  |  | #N/A | #N/A | 0% | 0% | 0% | 0% |  | 0% | 0% | 0% | 0% | [8 empty] | 0 | 0 | 0 | 0 | 0 | 0
C - Commercial & Industrial | Small Business Energy Solutions | Small Business Retrofit | VFDs |  | Motors/Drives |  | 13 |  |  |  | 0 | 0% | 0% | 0% | 100% | 100% | 100% | 100% | 100% | 100% |  |  | #N/A | #N/A | 0% | 0% | 0% | 0% |  | 0% | 0% | 0% | 0% | [8 empty] | 0 | 0 | 0 | 0 | 0 | 0
C - Commercial & Industrial | Small Business Energy Solutions | Small Business Retrofit | ECMs |  | HVAC |  | 15 |  |  |  | 0 | 0% | 0% | 0% | 100% | 100% | 100% | 100% | 100% | 100% |  |  | #N/A | #N/A | 0% | 0% | 0% | 0% |  | 0% | 0% | 0% | 0% | [8 empty] | 0 | 0 | 0 | 0 | 0 | 0
C - Commercial & Industrial | Small Business Energy Solutions | Small Business Retrofit | Mini Split HP SEER 19, EER 12.83 HSPF 10 (Heating) |  | HVAC |  | 12 |  |  |  | 0 | 0% | 0% | 0% | 100% | 100% | 100% | 100% | 100% | 100% |  |  | #N/A | #N/A | 0% | 0% | 0% | 0% |  | 0% | 0% | 0% | 0% | [8 empty] | 0 | 0 | 0 | 0 | 0 | 0
C - Commercial & Industrial | Small Business Energy Solutions | Small Business Retrofit | Mini Split HP SEER 19, EER 12.83 HSPF 10 (Cooling) |  | HVAC |  | 12 |  |  |  | 0 | 0% | 0% | 0% | 100% | 100% | 100% | 100% | 100% | 100% |  |  | #N/A | #N/A | 0% | 0% | 0% | 0% |  | 0% | 0% | 0% | 0% | [8 empty] | 0 | 0 | 0 | 0 | 0 | 0
C - Commercial & Industrial | Small Business Energy Solutions | Small Business Retrofit | Air Conditioning |  | HVAC |  | 15 |  |  |  | 0 | 0% | 0% | 0% | 100% | 100% | 100% | 100% | 100% | 100% |  |  | #N/A | #N/A | 0% | 0% | 0% | 0% |  | 0% | 0% | 0% | 0% | [8 empty] | 0 | 0 | 0 | 0 | 0 | 0
[11 empty] | 0 | [30 empty] | 0 | 0 | 0 | 0 | 0 | 0
[11 empty] | 0 | [30 empty] | 0 | 0 | 0 | 0 | 0 | 0
[11 empty] | 0 | [30 empty] | 0 | 0 | 0 | 0 | 0 | 0
[11 empty] | 0 | [30 empty] | 0 | 0 | 0 | 0 | 0 | 0
[11 empty] | 0 | [30 empty] | 0 | 0 | 0 | 0 | 0 | 0
C - Commercial & Industrial | Small Business Energy Solutions | Small Business New Equipment and Construction | Lighting - Fluorescents - Retro |  | Lighting |  | 13 |  |  |  | 0 | 0% | 0% | 0% | 100% | 100% | 100% | 100% | 100% | 100% |  |  | #N/A | #N/A | 0% | 0% | 0% | 0% |  | 0% | 0% | 0% | 0% | [8 empty] | 0 | 0 | 0 | 0 | 0 | 0
C - Commercial & Industrial | Small Business Energy Solutions | Small Business New Equipment and Construction | Lighting LEDs - Retro |  | Lighting |  | 13 |  |  |  | 0 | 0% | 0% | 0% | 100% | 100% | 100% | 100% | 100% | 100% |  |  | #N/A | #N/A | 0% | 0% | 0% | 0% |  | 0% | 0% | 0% | 0% | [8 empty] | 0 | 0 | 0 | 0 | 0 | 0
C - Commercial & Industrial | Small Business Energy Solutions | Small Business New Equipment and Construction | Lighting - Fluorescents - New |  | Lighting |  | 15 |  |  |  | 0 | 0% | 0% | 0% | 100% | 100% | 100% | 100% | 100% | 100% |  |  | #N/A | #N/A | 0% | 0% | 0% | 0% |  | 0% | 0% | 0% | 0% | [8 empty] | 0 | 0 | 0 | 0 | 0 | 0
C - Commercial & Industrial | Small Business Energy Solutions | Small Business New Equipment and Construction | Lighting - LEDs - New |  | Lighting |  | 15 |  |  |  | 0 | 0% | 0% | 0% | 100% | 100% | 100% | 100% | 100% | 100% |  |  | #N/A | #N/A | 0% | 0% | 0% | 0% |  | 0% | 0% | 0% | 0% | [8 empty] | 0 | 0 | 0 | 0 | 0 | 0
C - Commercial & Industrial | Small Business Energy Solutions | Small Business New Equipment and Construction | Custom |  |  |  | 13 |  |  |  | 0 | 0% | 0% | 0% | 100% | 100% | 100% | 100% | 100% | 100% |  |  | #N/A | #N/A | 0% | 0% | 0% | 0% |  | 0% | 0% | 0% | 0% | [8 empty] | 0 | 0 | 0 | 0 | 0 | 0
C - Commercial & Industrial | Small Business Energy Solutions | Small Business New Equipment and Construction | Air Compressors |  | Compressed Air |  | 15 |  |  |  | 0 | 0% | 0% | 0% | 100% | 100% | 100% | 100% | 100% | 100% |  |  | #N/A | #N/A | 0% | 0% | 0% | 0% |  | 0% | 0% | 0% | 0% | [8 empty] | 0 | 0 | 0 | 0 | 0 | 0
C - Commercial & Industrial | Small Business Energy Solutions | Small Business New Equipment and Construction | Energy Management System |  | HVAC |  | 15 |  |  |  | 0 | 0% | 0% | 0% | 100% | 100% | 100% | 100% | 100% | 100% |  |  | #N/A | #N/A | 0% | 0% | 0% | 0% |  | 0% | 0% | 0% | 0% | [8 empty] | 0 | 0 | 0 | 0 | 0 | 0
C - Commercial & Industrial | Small Business Energy Solutions | Small Business New Equipment and Construction | VFDs |  | Motors/Drives |  | 13 |  |  |  | 0 | 0% | 0% | 0% | 100% | 100% | 100% | 100% | 100% | 100% |  |  | #N/A | #N/A | 0% | 0% | 0% | 0% |  | 0% | 0% | 0% | 0% | [8 empty] | 0 | 0 | 0 | 0 | 0 | 0
C - Commercial & Industrial | Small Business Energy Solutions | Small Business New Equipment and Construction | ECMs |  | HVAC |  | 15 |  |  |  | 0 | 0% | 0% | 0% | 100% | 100% | 100% | 100% | 100% | 100% |  |  | #N/A | #N/A | 0% | 0% | 0% | 0% |  | 0% | 0% | 0% | 0% | [8 empty] | 0 | 0 | 0 | 0 | 0 | 0
C - Commercial & Industrial | Small Business Energy Solutions | Small Business New Equipment and Construction | Mini Split HP SEER 19, EER 12.83 HSPF 10 (Heating) |  | HVAC |  | 12 |  |  |  | 0 | 0% | 0% | 0% | 100% | 100% | 100% | 100% | 100% | 100% |  |  | #N/A | #N/A | 0% | 0% | 0% | 0% |  | 0% | 0% | 0% | 0% | [8 empty] | 0 | 0 | 0 | 0 | 0 | 0
C - Commercial & Industrial | Small Business Energy Solutions | Small Business New Equipment and Construction | Mini Split HP SEER 19, EER 12.83 HSPF 10 (Cooling) |  | HVAC |  | 12 |  |  |  | 0 | 0% | 0% | 0% | 100% | 100% | 100% | 100% | 100% | 100% |  |  | #N/A | #N/A | 0% | 0% | 0% | 0% |  | 0% | 0% | 0% | 0% | [8 empty] | 0 | 0 | 0 | 0 | 0 | 0
C - Commercial & Industrial | Small Business Energy Solutions | Small Business New Equipment and Construction | Air Conditioning |  | HVAC |  | 15 |  |  |  | 0 | 0% | 0% | 0% | 100% | 100% | 100% | 100% | 100% | 100% |  |  | #N/A | #N/A | 0% | 0% | 0% | 0% |  | 0% | 0% | 0% | 0% | [8 empty] | 0 | 0 | 0 | 0 | 0 | 0
[11 empty] | 0 | [30 empty] | 0 | 0 | 0 | 0 | 0 | 0
[11 empty] | 0 | [30 empty] | 0 | 0 | 0 | 0 | 0 | 0
[11 empty] | 0 | [30 empty] | 0 | 0 | 0 | 0 | 0 | 0
[11 empty] | 0 | [30 empty] | 0 | 0 | 0 | 0 | 0 | 0
[11 empty] | 0 | [30 empty] | 0 | 0 | 0 | 0 | 0 | 0
C - Commercial & Industrial | Small Business Energy Solutions | Small Business Direct Install | Lighting - Fluorescents - Retro |  | Lighting |  | 13 |  |  |  | 0 | 0% | 0% | 0% | 100% | 100% | 100% | 100% | 100% | 100% |  |  | #N/A | #N/A | 0% | 0% | 0% | 0% |  | 0% | 0% | 0% | 0% | [8 empty] | 0 | 0 | 0 | 0 | 0 | 0
C - Commercial & Industrial | Small Business Energy Solutions | Small Business Direct Install | Lighting LEDs - Retro |  | Lighting |  | 13 |  |  |  | 0 | 0% | 0% | 0% | 100% | 100% | 100% | 100% | 100% | 100% |  |  | #N/A | #N/A | 0% | 0% | 0% | 0% |  | 0% | 0% | 0% | 0% | [8 empty] | 0 | 0 | 0 | 0 | 0 | 0
C - Commercial & Industrial | Small Business Energy Solutions | Small Business Direct Install | Lighting - Fluorescents - New |  | Lighting |  | 15 |  |  |  | 0 | 0% | 0% | 0% | 100% | 100% | 100% | 100% | 100% | 100% |  |  | #N/A | #N/A | 0% | 0% | 0% | 0% |  | 0% | 0% | 0% | 0% | [8 empty] | 0 | 0 | 0 | 0 | 0 | 0
C - Commercial & Industrial | Small Business Energy Solutions | Small Business Direct Install | Lighting - LEDs - New |  | Lighting |  | 15 |  |  |  | 0 | 0% | 0% | 0% | 100% | 100% | 100% | 100% | 100% | 100% |  |  | #N/A | #N/A | 0% | 0% | 0% | 0% |  | 0% | 0% | 0% | 0% | [8 empty] | 0 | 0 | 0 | 0 | 0 | 0
C - Commercial & Industrial | Small Business Energy Solutions | Small Business Direct Install | Custom |  |  |  | 13 |  |  |  | 0 | 0% | 0% | 0% | 100% | 100% | 100% | 100% | 100% | 100% |  |  | #N/A | #N/A | 0% | 0% | 0% | 0% |  | 0% | 0% | 0% | 0% | [8 empty] | 0 | 0 | 0 | 0 | 0 | 0
C - Commercial & Industrial | Small Business Energy Solutions | Small Business Direct Install | Air Compressors |  | Compressed Air |  | 15 |  |  |  | 0 | 0% | 0% | 0% | 100% | 100% | 100% | 100% | 100% | 100% |  |  | #N/A | #N/A | 0% | 0% | 0% | 0% |  | 0% | 0% | 0% | 0% | [8 empty] | 0 | 0 | 0 | 0 | 0 | 0
C - Commercial & Industrial | Small Business Energy Solutions | Small Business Direct Install | Energy Management System |  | HVAC |  | 15 |  |  |  | 0 | 0% | 0% | 0% | 100% | 100% | 100% | 100% | 100% | 100% |  |  | #N/A | #N/A | 0% | 0% | 0% | 0% |  | 0% | 0% | 0% | 0% | [8 empty] | 0 | 0 | 0 | 0 | 0 | 0
C - Commercial & Industrial | Small Business Energy Solutions | Small Business Direct Install | VFDs |  | Motors/Drives |  | 13 |  |  |  | 0 | 0% | 0% | 0% | 100% | 100% | 100% | 100% | 100% | 100% |  |  | #N/A | #N/A | 0% | 0% | 0% | 0% |  | 0% | 0% | 0% | 0% | [8 empty] | 0 | 0 | 0 | 0 | 0 | 0
C - Commercial & Industrial | Small Business Energy Solutions | Small Business Direct Install | ECMs |  | HVAC |  | 15 |  |  |  | 0 | 0% | 0% | 0% | 100% | 100% | 100% | 100% | 100% | 100% |  |  | #N/A | #N/A | 0% | 0% | 0% | 0% |  | 0% | 0% | 0% | 0% | [8 empty] | 0 | 0 | 0 | 0 | 0 | 0
C - Commercial & Industrial | Small Business Energy Solutions | Small Business Direct Install | Mini Split HP SEER 19, EER 12.83 HSPF 10 (Heating) |  | HVAC |  | 12 |  |  |  | 0 | 0% | 0% | 0% | 100% | 100% | 100% | 100% | 100% | 100% |  |  | #N/A | #N/A | 0% | 0% | 0% | 0% |  | 0% | 0% | 0% | 0% | [8 empty] | 0 | 0 | 0 | 0 | 0 | 0
C - Commercial & Industrial | Small Business Energy Solutions | Small Business Direct Install | Mini Split HP SEER 19, EER 12.83 HSPF 10 (Cooling) |  | HVAC |  | 12 |  |  |  | 0 | 0% | 0% | 0% | 100% | 100% | 100% | 100% | 100% | 100% |  |  | #N/A | #N/A | 0% | 0% | 0% | 0% |  | 0% | 0% | 0% | 0% | [8 empty] | 0 | 0 | 0 | 0 | 0 | 0
C - Commercial & Industrial | Small Business Energy Solutions | Small Business Direct Install | Air Conditioning |  | HVAC |  | 15 |  |  |  | 0 | 0% | 0% | 0% | 100% | 100% | 100% | 100% | 100% | 100% |  |  | #N/A | #N/A | 0% | 0% | 0% | 0% |  | 0% | 0% | 0% | 0% | [8 empty] | 0 | 0 | 0 | 0 | 0 | 0
[42 empty] | 0 | 0 | 0 | 0 | 0 | 0
[42 empty] | 0 | 0 | 0 | 0 | 0 | 0
[42 empty] | 0 | 0 | 0 | 0 | 0 | 0
[42 empty] | 0 | 0 | 0 | 0 | 0 | 0
[42 empty] | 0 | 0 | 0 | 0 | 0 | 0
[42 empty] | 0 | 0 | 0 | 0 | 0 | 0
[42 empty] | 0 | 0 | 0 | 0 | 0 | 0
[42 empty] | 0 | 0 | 0 | 0 | 0 | 0
[42 empty] | 0 | 0 | 0 | 0 | 0 | 0
[42 empty] | 0 | 0 | 0 | 0 | 0 | 0
Note on K4: MEERA 7/7/16: this value is subtracted from total resource cost, along with incentive, to result in customer cost. Not all measures and/or PAs will have values in this column.

## Calculations Yr 2 (hidden)
Year | 2017
[55 empty] | 4 | 6 | 8 | 10 |  | 55 | 57 | 59 | 61 | 89 | 87 |  |  | 12 | 14 | 52 | 16 | 18 |  |  | 20 | 22 | 24 | 26 | 28 | 30 | 32 |  | 71 | 73 | 75 | 77 | 79 | 81 | 83 | 85 |  |  | 34 | 36 | 38 | 40 | 42 | 44 | 46 | 48 |  | 50 |  | 50 |  | 50
Inputs | [7 empty] | Costs |  |  | Electric Savings: Energy | [9 empty] | Electric Savings: Capacity |  |  |  |  | Non-Electric Savings | [28 empty] | Electric Benefits: Energy |  |  |  |  | Electric Benefits: Energy DRIPE | [6 empty] | Sub-Total | Electric Benefits: Capacity | [5 empty] | Total | Non-Electric Resource Benefits: Natural Gas | [7 empty] | 71: Non-Electric Resource Benefits: Natural Gas DRIPE |  | Sub Total | Lifetime Non-Electric Resource Benefits: Other | [7 empty] | Total | Non-Resource Benefits | [6 empty] | TOTAL
Sector | Program | Core Initiative | Measure | BCR Measure ID | End Use | Quantity | Measure Life | TRC (Total) | Incentive (Total) | Customer Cost (Total) | Gross Annual MWh Savings | Adjusted Gross Annual MWh Savings | Gross Lifetime MWh Savings | Adjusted Gross Lifetime MWh Savings | Net Annual MWh Savings | Net Lifetime MWh Savings | Winter Peak Energy MWh Net Lifetime | Winter Off-Peak Energy MWh Net Lifetime | Summer Peak Energy MWh Net Lifetime | Summer Off-Peak Energy MWh Net Lifetime | Max Net kW | Annual Adjusted Gross Winter kW | Annual Net Winter kW | Annual Adjusted Gross Summer kw | Annual Net Summer kw | Adj. Gross Annual Gas Savings (MMBTU) | Adj. Gross Lifetime Gas Savings (MMBTU) | Net Annual Gas Savings (MMBTU) | Net Lifetime Gas Savings (MMBTU) | Adj Gross Annual Oil Savings (MMBTU) | Adj Gross Lifetime Oil Savings (MMBTU) | Net Annual Oil Savings (MMBTU) | Net Lifetime Oil Savings (MMBTU) | Adj Gross Annual Propane Savings (MMBTU) | Adj Gross Lifetime Propane Savings (MMBTU) | Net Annual Propane Savings (MMBTU) | Net Lifetime Propane Savings (MMBTU) | Adj Gross Annual Kerosene Savings (MMBTU) | Adj Gross Lifetime Kerosene Savings (MMBTU) | Net Annual Kerosene Savings (MMBTU) | Net Lifetime Kerosene Savings (MMBTU) | Adj Gross Annual Cord Wood Savings (MMBTU) | Adj Gross Lifetime Cord Wood Savings (MMBTU) | Net Annual Cord Wood Savings (MMBTU) | Net Lifetime Cord Wood Savings (MMBTU) | Adj Gross Annual Wood Pellet Savings (MMBTU) | Adj Gross Lifetime Wood Pellet Savings (MMBTU) | Net Annual Wood Pellet Savings (MMBTU) | Net Lifetime Wood Pellet Savings (MMBTU) | Total Net Annual MMBTU | Total Net Lifetime MMBTU | Net Annual Res Water Savings Gallons | Net Annual C&I Water Savings Gallons | Net Lifetime Water Savings Gallons | Winter Peak Energy Benefits ($) | Winter Off-Peak Energy Benefits ($) | Summer Peak Energy Benefits ($) | Summer Off-Peak Energy Benefits ($) | Total Avoided Electric Benefits ($) | Winter Peak Energy DRIPE Benefits ($) | Winter Off-Peak Energy DRIPE Benefits ($) | Summer Peak Energy DRIPE Benefits ($) | Summer Off-Peak Energy DRIPE Benefits ($) | Energy Electric Cross DRIPE Benefits Summer ($) | Energy Electric Cross DRIPE Benefits Winter ($) | Total Energy DRIPE Benefits ($) | Total Electric Energy Benefits ($) | Summer Generation Benefits ($) | Winter Generation ($) | Electric Capacity DRIPE ($) | Transmission Benefits ($) | Distribution Benefits ($) | Total Electric Capacity Benefits ($) | Total Electric Benefits ($) | NG - Res All | NG - Res Hot Water | NG - Res Heating | NG - C& I Gas Non Heating | NG - C&I Gas Heat | NG - C&I Gas All | Fuel Oil - Residential Distillate | Total Avoided Gas Benefits ($) | Gas Supply DRIPE | Res Non-Heating GECD | Res Hot Water GECD | Res Heating GECD | Res All GECD | C&I Non-Heating GECD | C&I Heating GECD | C&I All GECD | Total Gas DRIPE | Total Gas Resource Benefits | Fuel Oil - Com Fuel | Kerosene | Cord Wood | Pellet Wood | #REF! | #REF! | Res Water | C&I Water | Total Non-Electric Resource Benefits | Lifetime per Unit (Net) | One time per Unit (Net) | Lifetime per kWh (Net) | One time per KWh (Total Net) | Lifetime per Therm (Net) | One time per Therm (Net) | Total Lifetime Non-Resource Benefits | Total Benefits
A - Residential | EnergyStar® Homes | EnergyStar® Homes | E-STAR Homes Heating (non-electric) | 0 | Energy Star Homes | [44 empty] | 0 | 0 | [56 empty] | 0
A - Residential | EnergyStar® Homes | EnergyStar® Homes | E-STAR Homes Cooling (non-electric) | 0 | Energy Star Homes | [44 empty] | 0 | 0 | [56 empty] | 0
A - Residential | EnergyStar® Homes | EnergyStar® Homes | E-STAR Homes Water Heating | 0 | Hot Water | [44 empty] | 0 | 0 | [56 empty] | 0
A - Residential | EnergyStar® Homes | EnergyStar® Homes | Refrigerator | 0 | Process | [44 empty] | 0 | 0 | [56 empty] | 0
A - Residential | EnergyStar® Homes | EnergyStar® Homes | Clothes Washer | 0 | Hot Water | [44 empty] | 0 | 0 | [56 empty] | 0
A - Residential | EnergyStar® Homes | EnergyStar® Homes | Dishwasher | 0 | Hot Water | [44 empty] | 0 | 0 | [56 empty] | 0
A - Residential | EnergyStar® Homes | EnergyStar® Homes | LED Bulbs (Installed by Builder or HERS Rater) | 0 | Lighting | [44 empty] | 0 | 0 | [56 empty] | 0
A - Residential | EnergyStar® Homes | EnergyStar® Homes | E-STAR Homes cooling (GSHP and ASHP) | 0 | Energy Star Homes | [44 empty] | 0 | 0 | [56 empty] | 0
A - Residential | EnergyStar® Homes | EnergyStar® Homes | E-STAR Homes heating (GSHP and ASHP) | 0 | Energy Star Homes | [44 empty] | 0 | 0 | [56 empty] | 0
A - Residential | EnergyStar® Homes | EnergyStar® Homes | Rater Fees | 0 | 0 | [44 empty] | 0 | 0 | [56 empty] | 0
[50 empty] | 0 | 0 | [56 empty] | 0
[50 empty] | 0 | 0 | [56 empty] | 0
[50 empty] | 0 | 0 | [56 empty] | 0
[50 empty] | 0 | 0 | [56 empty] | 0
[50 empty] | 0 | 0 | [56 empty] | 0
A - Residential | HP w/EnergyStar® | HP w/EnergyStar® | Air Sealing, Oil | 0 | Envelope | [44 empty] | 0 | 0 | [56 empty] | 0
A - Residential | HP w/EnergyStar® | HP w/EnergyStar® | Air Sealing, Electric | 0 | Envelope | [44 empty] | 0 | 0 | [56 empty] | 0
A - Residential | HP w/EnergyStar® | HP w/EnergyStar® | Air Sealing, Propane | 0 | Envelope | [44 empty] | 0 | 0 | [56 empty] | 0
A - Residential | HP w/EnergyStar® | HP w/EnergyStar® | Insulation, Oil | 0 | Envelope | [44 empty] | 0 | 0 | [56 empty] | 0
A - Residential | HP w/EnergyStar® | HP w/EnergyStar® | Insulation, Electric | 0 | Envelope | [44 empty] | 0 | 0 | [56 empty] | 0
A - Residential | HP w/EnergyStar® | HP w/EnergyStar® | Insulation, Propane | 0 | Envelope | [44 empty] | 0 | 0 | [56 empty] | 0
A - Residential | HP w/EnergyStar® | HP w/EnergyStar® | Thermostats, Oil | 0 | HVAC | [44 empty] | 0 | 0 | [56 empty] | 0
A - Residential | HP w/EnergyStar® | HP w/EnergyStar® | Thermostats Electric | 0 | HVAC | [44 empty] | 0 | 0 | [56 empty] | 0
A - Residential | HP w/EnergyStar® | HP w/EnergyStar® | Thermostats, Propane | 0 | HVAC | [44 empty] | 0 | 0 | [56 empty] | 0
A - Residential | HP w/EnergyStar® | HP w/EnergyStar® | CFLs | 0 | Lighting | [44 empty] | 0 | 0 | [56 empty] | 0
A - Residential | HP w/EnergyStar® | HP w/EnergyStar® | Refrigerators | 0 | Process | [44 empty] | 0 | 0 | [56 empty] | 0
A - Residential | HP w/EnergyStar® | HP w/EnergyStar® | LEDs | 0 | Lighting | [44 empty] | 0 | 0 | [56 empty] | 0
A - Residential | HP w/EnergyStar® | HP w/EnergyStar® | LED Fixtures | 0 | Lighting | [44 empty] | 0 | 0 | [56 empty] | 0
A - Residential | HP w/EnergyStar® | HP w/EnergyStar® | Aerators Electric | 0 | Hot Water | [44 empty] | 0 | 0 | [56 empty] | 0
A - Residential | HP w/EnergyStar® | HP w/EnergyStar® | Aerators Non-Electric | 0 | Hot Water | [44 empty] | 0 | 0 | [56 empty] | 0
A - Residential | HP w/EnergyStar® | HP w/EnergyStar® | Showerheads Electric | 0 | Hot Water | [44 empty] | 0 | 0 | [56 empty] | 0
A - Residential | HP w/EnergyStar® | HP w/EnergyStar® | Showerheads Non-Electric | 0 | Hot Water | [44 empty] | 0 | 0 | [56 empty] | 0
A - Residential | HP w/EnergyStar® | HP w/EnergyStar® | DHW Pipe Wrap Electric | 0 | Hot Water | [44 empty] | 0 | 0 | [56 empty] | 0
A - Residential | HP w/EnergyStar® | HP w/EnergyStar® | DHW Pipe Wrap Non-Electric | 0 | Hot Water | [44 empty] | 0 | 0 | [56 empty] | 0
A - Residential | HP w/EnergyStar® | HP w/EnergyStar® | Boiler - Oil AFUE >=90% | 0 | HVAC | [44 empty] | 0 | 0 | [56 empty] | 0
A - Residential | HP w/EnergyStar® | HP w/EnergyStar® | Boiler - Propane AFUE >=90% | 0 | HVAC | [44 empty] | 0 | 0 | [56 empty] | 0
A - Residential | HP w/EnergyStar® | HP w/EnergyStar® | Furnace w/ECM - Oil AFUE >=85% | 0 | HVAC | [44 empty] | 0 | 0 | [56 empty] | 0
A - Residential | HP w/EnergyStar® | HP w/EnergyStar® | Furnace w/ECM - Propane AFUE >=97% | 0 | HVAC | [44 empty] | 0 | 0 | [56 empty] | 0
A - Residential | HP w/EnergyStar® | HP w/EnergyStar® | Mini Split Heat Pump Cooling SEER 20 (per ton) | 0 | HVAC | [44 empty] | 0 | 0 | [56 empty] | 0
A - Residential | HP w/EnergyStar® | HP w/EnergyStar® | Mini Split Heat Pump Heating HSPF>=10 (per ton) | 0 | HVAC | [44 empty] | 0 | 0 | [56 empty] | 0
A - Residential | HP w/EnergyStar® | HP w/EnergyStar® | Wxn Heating Ancillary Savings | 0 | 0 | [44 empty] | 0 | 0 | [56 empty] | 0
A - Residential | HP w/EnergyStar® | HP w/EnergyStar® | Cooling system Ancillary Savings | 0 | 0 | [44 empty] | 0 | 0 | [56 empty] | 0
A - Residential | HP w/EnergyStar® | HP w/EnergyStar® | Non-Energy Savings Measures | 0 | 0 | [44 empty] | 0 | 0 | [56 empty] | 0
A - Residential | HP w/EnergyStar® | HP w/EnergyStar® | 3rd Party Financing | 0 | 0 | [44 empty] | 0 | 0 | [56 empty] | 0
A - Residential | HP w/EnergyStar® | HP w/EnergyStar® | Audits | 0 | 0 | [44 empty] | 0 | 0 | [56 empty] | 0
[50 empty] | 0 | 0 | [56 empty] | 0
[50 empty] | 0 | 0 | [56 empty] | 0
[50 empty] | 0 | 0 | [56 empty] | 0
[50 empty] | 0 | 0 | [56 empty] | 0
[50 empty] | 0 | 0 | [56 empty] | 0
A - Residential | Res Energy Star Appliance | Res Energy Star Appliance | Energy Star Clothes Washers | 0 | Hot Water | [44 empty] | 0 | 0 | [56 empty] | 0
A - Residential | Res Energy Star Appliance | Res Energy Star Appliance | Energy Star Room Air Conditioners | 0 | HVAC | [44 empty] | 0 | 0 | [56 empty] | 0
A - Residential | Res Energy Star Appliance | Res Energy Star Appliance | 2nd Refrigerator Pickup/Turnin | 0 | Process | [44 empty] | 0 | 0 | [56 empty] | 0
A - Residential | Res Energy Star Appliance | Res Energy Star Appliance | Advanced Power Strip | 0 | Process | [44 empty] | 0 | 0 | [56 empty] | 0
A - Residential | Res Energy Star Appliance | Res Energy Star Appliance | Energy Star Refrigerators | 0 | Process | [44 empty] | 0 | 0 | [56 empty] | 0
A - Residential | Res Energy Star Appliance | Res Energy Star Appliance | Energy Star Room Air Purifier | 0 | Process | [44 empty] | 0 | 0 | [56 empty] | 0
A - Residential | Res Energy Star Appliance | Res Energy Star Appliance | 2nd Freezer Pickup/Turnin | 0 | Process | [44 empty] | 0 | 0 | [56 empty] | 0
A - Residential | Res Energy Star Appliance | Res Energy Star Appliance | Room AC Pickup/Turnin | 0 | HVAC | [44 empty] | 0 | 0 | [56 empty] | 0
A - Residential | Res Energy Star Appliance | Res Energy Star Appliance | Energy Star Central AC | 0 | HVAC | [44 empty] | 0 | 0 | [56 empty] | 0
A - Residential | Res Energy Star Appliance | Res Energy Star Appliance | Mini Split Heat Pump HSPF>=8.5, SEER >=15, EER>=12.5 cooling | 0 | HVAC | [44 empty] | 0 | 0 | [56 empty] | 0
A - Residential | Res Energy Star Appliance | Res Energy Star Appliance | Mini Split Heat Pump HSPF>=8.5, SEER >=15, EER>=12.5 heating | 0 | HVAC | [44 empty] | 0 | 0 | [56 empty] | 0
A - Residential | Res Energy Star Appliance | Res Energy Star Appliance | Ductless MS Cooling only SEER 20 (per ton) | 0 | HVAC | [44 empty] | 0 | 0 | [56 empty] | 0
A - Residential | Res Energy Star Appliance | Res Energy Star Appliance | DHW: Heat Pump Water Heater 50 Gallon Electric, EF>=2.3 (ES=EF>=2.0) | 0 | Hot Water | [44 empty] | 0 | 0 | [56 empty] | 0
A - Residential | Res Energy Star Appliance | Res Energy Star Appliance | DHW: Heat Pump Water Heater 80 Gallon Electric, EF>=2.3 (ES=EF>=2.0) | 0 | Hot Water | [44 empty] | 0 | 0 | [56 empty] | 0
A - Residential | Res Energy Star Appliance | Res Energy Star Appliance | Energy Star WiFi Thermostat for Heat Pumps | 0 | HVAC | [44 empty] | 0 | 0 | [56 empty] | 0
A - Residential | Res Energy Star Appliance | Res Energy Star Appliance | Mini Split Heat Pump HSPF>=10, SEER >=18, EER>=12.5 cooling | 0 | HVAC | [44 empty] | 0 | 0 | [56 empty] | 0
A - Residential | Res Energy Star Appliance | Res Energy Star Appliance | Mini Split Heat Pump HSPF>=10, SEER >=18, EER>=12.5 heating | 0 | HVAC | [44 empty] | 0 | 0 | [56 empty] | 0
A - Residential | Res Energy Star Appliance | Res Energy Star Appliance | Energy Star WiFi Thermostat for MS and CAC only | 0 | HVAC | [44 empty] | 0 | 0 | [56 empty] | 0
A - Residential | Res Energy Star Appliance | Res Energy Star Appliance | Dehumidifiers | 0 | 0 | [44 empty] | 0 | 0 | [56 empty] | 0
A - Residential | Res Energy Star Appliance | Res Energy Star Appliance | Freezers | 0 | HVAC | [44 empty] | 0 | 0 | [56 empty] | 0
A - Residential | Res Energy Star Appliance | Res Energy Star Appliance | clothes dryers - Energy Star | 0 | Process | [44 empty] | 0 | 0 | [56 empty] | 0
A - Residential | Res Energy Star Appliance | Res Energy Star Appliance | Pool Pumps (upstream?) | 0 | Process | [44 empty] | 0 | 0 | [56 empty] | 0
A - Residential | Res Energy Star Appliance | Res Energy Star Appliance | televisions (not to be offered, leave in screen for 2018-2020) | 0 | Process | [44 empty] | 0 | 0 | [56 empty] | 0
A - Residential | Res Energy Star Appliance | Res Energy Star Appliance | monitors (not to be offered, leave in screen for 2018-2020) | 0 | Process | [44 empty] | 0 | 0 | [56 empty] | 0
A - Residential | Res Energy Star Appliance | Res Energy Star Appliance | ECM circulator pumps | 0 | HVAC | [44 empty] | 0 | 0 | [56 empty] | 0
A - Residential | Res Energy Star Appliance | Res Energy Star Appliance | wi-fi thermostats (not tied to MS and CAC) | 0 | HVAC | [44 empty] | 0 | 0 | [56 empty] | 0
A - Residential | Res Energy Star Appliance | Res Energy Star Appliance | Home Energy Managment Systems | 0 | HVAC | [44 empty] | 0 | 0 | [56 empty] | 0
A - Residential | Res Energy Star Appliance | Res Energy Star Appliance | heat recovery ventilator (in MA TRM) | 0 | HVAC | [44 empty] | 0 | 0 | [56 empty] | 0
A - Residential | Res Energy Star Appliance | Res Energy Star Appliance | electric water heating removal (VT TRM) | 0 | 0 | [44 empty] | 0 | 0 | [56 empty] | 0
A - Residential | Res Energy Star Appliance | Res Energy Star Appliance | electric clothes dryer w/fuel switch (VT TRM) | 0 | 0 | [44 empty] | 0 | 0 | [56 empty] | 0
A - Residential | Res Energy Star Appliance | Res Energy Star Appliance | aeraotrs and showerheads (VT TRM) for electric heating customers | 0 | Hot Water | [44 empty] | 0 | 0 | [56 empty] | 0
[50 empty] | 0 | 0 | [56 empty] | 0
[50 empty] | 0 | 0 | [56 empty] | 0
[50 empty] | 0 | 0 | [56 empty] | 0
[50 empty] | 0 | 0 | [56 empty] | 0
[50 empty] | 0 | 0 | [56 empty] | 0
A - Residential | Res Energy Star Lighting | Res Energy Star Lighting | Catalog/Online: CFLs multis | 0 | Lighting | [44 empty] | 0 | 0 | [56 empty] | 0
A - Residential | Res Energy Star Lighting | Res Energy Star Lighting | Catalog/Online: LED Interior Fixtures | 0 | Lighting | [44 empty] | 0 | 0 | [56 empty] | 0
A - Residential | Res Energy Star Lighting | Res Energy Star Lighting | Catalog/Online: LED Exterior Fixtures | 0 | Lighting | [44 empty] | 0 | 0 | [56 empty] | 0
A - Residential | Res Energy Star Lighting | Res Energy Star Lighting | Catalog/Online: LED Single Pack | 0 | Lighting | [44 empty] | 0 | 0 | [56 empty] | 0
A - Residential | Res Energy Star Lighting | Res Energy Star Lighting | Catalog/Online: LED Multipacks | 0 | Lighting | [44 empty] | 0 | 0 | [56 empty] | 0
A - Residential | Res Energy Star Lighting | Res Energy Star Lighting | Catalog/Online: LED Specialty Bulb | 0 | Lighting | [44 empty] | 0 | 0 | [56 empty] | 0
A - Residential | Res Energy Star Lighting | Res Energy Star Lighting | Retail/Coupon: CFLs multis | 0 | Lighting | [44 empty] | 0 | 0 | [56 empty] | 0
A - Residential | Res Energy Star Lighting | Res Energy Star Lighting | Retail/Coupon: LED Interior Fixtures | 0 | Lighting | [44 empty] | 0 | 0 | [56 empty] | 0
A - Residential | Res Energy Star Lighting | Res Energy Star Lighting | Retail/Coupon: LED Exterior Fixtures | 0 | Lighting | [44 empty] | 0 | 0 | [56 empty] | 0
A - Residential | Res Energy Star Lighting | Res Energy Star Lighting | Retail/Coupon: LED Single Pack | 0 | Lighting | [44 empty] | 0 | 0 | [56 empty] | 0
A - Residential | Res Energy Star Lighting | Res Energy Star Lighting | Retail/Coupon: LED Multipacks | 0 | Lighting | [44 empty] | 0 | 0 | [56 empty] | 0
A - Residential | Res Energy Star Lighting | Res Energy Star Lighting | Retail/Coupon: LED Specialty Bulb | 0 | Lighting | [44 empty] | 0 | 0 | [56 empty] | 0
A - Residential | Res Energy Star Lighting | Res Energy Star Lighting | Markdown: CFLs multis | 0 | Lighting | [44 empty] | 0 | 0 | [56 empty] | 0
A - Residential | Res Energy Star Lighting | Res Energy Star Lighting | Markdown: LED Interior Fixtures | 0 | Lighting | [44 empty] | 0 | 0 | [56 empty] | 0
A - Residential | Res Energy Star Lighting | Res Energy Star Lighting | Markdown: LED Exterior Fixtures | 0 | Lighting | [44 empty] | 0 | 0 | [56 empty] | 0
A - Residential | Res Energy Star Lighting | Res Energy Star Lighting | Markdown: LED Single Pack | 0 | Lighting | [44 empty] | 0 | 0 | [56 empty] | 0
A - Residential | Res Energy Star Lighting | Res Energy Star Lighting | Markdown: LED Multipacks | 0 | Lighting | [44 empty] | 0 | 0 | [56 empty] | 0
A - Residential | Res Energy Star Lighting | Res Energy Star Lighting | Markdown: LED Specialty Bulb | 0 | Lighting | [44 empty] | 0 | 0 | [56 empty] | 0
[50 empty] | 0 | 0 | [56 empty] | 0
[50 empty] | 0 | 0 | [56 empty] | 0
[50 empty] | 0 | 0 | [56 empty] | 0
[50 empty] | 0 | 0 | [56 empty] | 0
[50 empty] | 0 | 0 | [56 empty] | 0
[50 empty] | 0 | 0 | [56 empty] | 0
B - Low-Income | Home Energy Assistance | Home Energy Assistance | LEDs | 0 | Lighting | [44 empty] | 0 | 0 | [56 empty] | 0
B - Low-Income | Home Energy Assistance | Home Energy Assistance | Refrigerator - SF | 0 | Process | [44 empty] | 0 | 0 | [56 empty] | 0
B - Low-Income | Home Energy Assistance | Home Energy Assistance | Refrigerator - MF | 0 | Process | [44 empty] | 0 | 0 | [56 empty] | 0
B - Low-Income | Home Energy Assistance | Home Energy Assistance | Weatherization - SF Oil | 0 | Envelope | [44 empty] | 0 | 0 | [56 empty] | 0
B - Low-Income | Home Energy Assistance | Home Energy Assistance | Weatherization - SF Electric | 0 | Envelope | [44 empty] | 0 | 0 | [56 empty] | 0
B - Low-Income | Home Energy Assistance | Home Energy Assistance | Weatherization - SF Propane | 0 | Envelope | [44 empty] | 0 | 0 | [56 empty] | 0
B - Low-Income | Home Energy Assistance | Home Energy Assistance | Weatherization - MF Oil | 0 | Envelope | [44 empty] | 0 | 0 | [56 empty] | 0
B - Low-Income | Home Energy Assistance | Home Energy Assistance | Weatherization - MF Electric | 0 | Envelope | [44 empty] | 0 | 0 | [56 empty] | 0
B - Low-Income | Home Energy Assistance | Home Energy Assistance | Weatherization - MF Propane | 0 | Envelope | [44 empty] | 0 | 0 | [56 empty] | 0
B - Low-Income | Home Energy Assistance | Home Energy Assistance | Aerators and showerheads - Electric | 0 | Hot Water | [44 empty] | 0 | 0 | [56 empty] | 0
B - Low-Income | Home Energy Assistance | Home Energy Assistance | Aerators and showerheads - Non Electric | 0 | Hot Water | [44 empty] | 0 | 0 | [56 empty] | 0
B - Low-Income | Home Energy Assistance | Home Energy Assistance | Thermostats - Electric | 0 | HVAC | [44 empty] | 0 | 0 | [56 empty] | 0
B - Low-Income | Home Energy Assistance | Home Energy Assistance | Thermostats - Non Electric | 0 | HVAC | [44 empty] | 0 | 0 | [56 empty] | 0
B - Low-Income | Home Energy Assistance | Home Energy Assistance | Boiler Replacement AFUE>=85% | 0 | HVAC | [44 empty] | 0 | 0 | [56 empty] | 0
B - Low-Income | Home Energy Assistance | Home Energy Assistance | Furnace Replacement AFUE >=85% w/ECM | 0 | HVAC | [44 empty] | 0 | 0 | [56 empty] | 0
B - Low-Income | Home Energy Assistance | Home Energy Assistance | DHW Pipe Wrap - Electric | 0 | Hot Water | [44 empty] | 0 | 0 | [56 empty] | 0
B - Low-Income | Home Energy Assistance | Home Energy Assistance | DHW Pipe Wrap - Non Electric | 0 | Hot Water | [44 empty] | 0 | 0 | [56 empty] | 0
B - Low-Income | Home Energy Assistance | Home Energy Assistance | Wxn Heating Ancillary Savings | 0 | 0 | [44 empty] | 0 | 0 | [56 empty] | 0
B - Low-Income | Home Energy Assistance | Home Energy Assistance | Cooling system Ancillary Savings | 0 | 0 | [44 empty] | 0 | 0 | [56 empty] | 0
B - Low-Income | Home Energy Assistance | Home Energy Assistance | Non-Energy Saving Measures (CO detectors, fans, vents) | 0 | 0 | [44 empty] | 0 | 0 | [56 empty] | 0
B - Low-Income | Home Energy Assistance | Home Energy Assistance | audits | 0 | 0 | [44 empty] | 0 | 0 | [56 empty] | 0
[50 empty] | 0 | 0 | [56 empty] | 0
[50 empty] | 0 | 0 | [56 empty] | 0
[50 empty] | 0 | 0 | [56 empty] | 0
[50 empty] | 0 | 0 | [56 empty] | 0
[50 empty] | 0 | 0 | [56 empty] | 0
C - Commercial & Industrial | Large Business Energy Solutions | Large Business New Equipment and Construction | Lighting - Fluorescents - Retro | 0 | Lighting | [44 empty] | 0 | 0 | [56 empty] | 0
C - Commercial & Industrial | Large Business Energy Solutions | Large Business New Equipment and Construction | Lighting - Fluorescents - New | 0 | Lighting | [44 empty] | 0 | 0 | [56 empty] | 0
C - Commercial & Industrial | Large Business Energy Solutions | Large Business New Equipment and Construction | Lighting LEDs - Retro | 0 | Lighting | [44 empty] | 0 | 0 | [56 empty] | 0
C - Commercial & Industrial | Large Business Energy Solutions | Large Business New Equipment and Construction | Lighting LEDs - New | 0 | Lighting | [44 empty] | 0 | 0 | [56 empty] | 0
C - Commercial & Industrial | Large Business Energy Solutions | Large Business New Equipment and Construction | VFD - Retro | 0 | Motors/Drives | [44 empty] | 0 | 0 | [56 empty] | 0
C - Commercial & Industrial | Large Business Energy Solutions | Large Business New Equipment and Construction | Air Compressors - Retro | 0 | Compressed Air | [44 empty] | 0 | 0 | [56 empty] | 0
C - Commercial & Industrial | Large Business Energy Solutions | Large Business New Equipment and Construction | Unitary AC - New | 0 | HVAC | [44 empty] | 0 | 0 | [56 empty] | 0
C - Commercial & Industrial | Large Business Energy Solutions | Large Business New Equipment and Construction | Custom - Process | 0 | Process | [44 empty] | 0 | 0 | [56 empty] | 0
C - Commercial & Industrial | Large Business Energy Solutions | Large Business New Equipment and Construction | Custom - Other | 0 | 0 | [44 empty] | 0 | 0 | [56 empty] | 0
C - Commercial & Industrial | Large Business Energy Solutions | Large Business New Equipment and Construction | CHP Pilot Measure | 0 | HVAC | [44 empty] | 0 | 0 | [56 empty] | 0
C - Commercial & Industrial | Large Business Energy Solutions | Large Business New Equipment and Construction | Process | 0 | Process | [44 empty] | 0 | 0 | [56 empty] | 0
C - Commercial & Industrial | Large Business Energy Solutions | Large Business New Equipment and Construction | Occupancy Sensors | 0 | Lighting | [44 empty] | 0 | 0 | [56 empty] | 0
[50 empty] | 0 | 0 | [56 empty] | 0
[50 empty] | 0 | 0 | [56 empty] | 0
[50 empty] | 0 | 0 | [56 empty] | 0
[50 empty] | 0 | 0 | [56 empty] | 0
[50 empty] | 0 | 0 | [56 empty] | 0
C - Commercial & Industrial | Large Business Energy Solutions | Large Business Retrofit | Lighting - Fluorescents - Retro | 0 | Lighting | [44 empty] | 0 | 0 | [56 empty] | 0
C - Commercial & Industrial | Large Business Energy Solutions | Large Business Retrofit | Lighting - Fluorescents - New | 0 | Lighting | [44 empty] | 0 | 0 | [56 empty] | 0
C - Commercial & Industrial | Large Business Energy Solutions | Large Business Retrofit | Lighting LEDs - Retro | 0 | Lighting | [44 empty] | 0 | 0 | [56 empty] | 0
C - Commercial & Industrial | Large Business Energy Solutions | Large Business Retrofit | Lighting LEDs - New | 0 | Lighting | [44 empty] | 0 | 0 | [56 empty] | 0
C - Commercial & Industrial | Large Business Energy Solutions | Large Business Retrofit | VFD - Retro | 0 | Motors/Drives | [44 empty] | 0 | 0 | [56 empty] | 0
C - Commercial & Industrial | Large Business Energy Solutions | Large Business Retrofit | Air Compressors - Retro | 0 | Compressed Air | [44 empty] | 0 | 0 | [56 empty] | 0
C - Commercial & Industrial | Large Business Energy Solutions | Large Business Retrofit | Unitary AC - New | 0 | HVAC | [44 empty] | 0 | 0 | [56 empty] | 0
C - Commercial & Industrial | Large Business Energy Solutions | Large Business Retrofit | Custom - Process | 0 | Process | [44 empty] | 0 | 0 | [56 empty] | 0
C - Commercial & Industrial | Large Business Energy Solutions | Large Business Retrofit | Custom - Other | 0 | 0 | [44 empty] | 0 | 0 | [56 empty] | 0
C - Commercial & Industrial | Large Business Energy Solutions | Large Business Retrofit | CHP Pilot Measure | 0 | HVAC | [44 empty] | 0 | 0 | [56 empty] | 0
C - Commercial & Industrial | Large Business Energy Solutions | Large Business Retrofit | Process | 0 | Process | [44 empty] | 0 | 0 | [56 empty] | 0
C - Commercial & Industrial | Large Business Energy Solutions | Large Business Retrofit | Occupancy Sensors | 0 | Lighting | [44 empty] | 0 | 0 | [56 empty] | 0
[50 empty] | 0 | 0 | [56 empty] | 0
[50 empty] | 0 | 0 | [56 empty] | 0
[50 empty] | 0 | 0 | [56 empty] | 0
[50 empty] | 0 | 0 | [56 empty] | 0
[50 empty] | 0 | 0 | [56 empty] | 0
C - Commercial & Industrial | Small Business Energy Solutions | Small Business Retrofit | Lighting - Fluorescents - Retro | 0 | Lighting | [44 empty] | 0 | 0 | [56 empty] | 0
C - Commercial & Industrial | Small Business Energy Solutions | Small Business Retrofit | Lighting LEDs - Retro | 0 | Lighting | [44 empty] | 0 | 0 | [56 empty] | 0
C - Commercial & Industrial | Small Business Energy Solutions | Small Business Retrofit | Lighting - Fluorescents - New | 0 | Lighting | [44 empty] | 0 | 0 | [56 empty] | 0
C - Commercial & Industrial | Small Business Energy Solutions | Small Business Retrofit | Lighting - LEDs - New | 0 | Lighting | [44 empty] | 0 | 0 | [56 empty] | 0
C - Commercial & Industrial | Small Business Energy Solutions | Small Business Retrofit | Custom | 0 | 0 | [44 empty] | 0 | 0 | [56 empty] | 0
C - Commercial & Industrial | Small Business Energy Solutions | Small Business Retrofit | Air Compressors | 0 | Compressed Air | [44 empty] | 0 | 0 | [56 empty] | 0
C - Commercial & Industrial | Small Business Energy Solutions | Small Business Retrofit | Energy Management System | 0 | HVAC | [44 empty] | 0 | 0 | [56 empty] | 0
C - Commercial & Industrial | Small Business Energy Solutions | Small Business Retrofit | VFDs | 0 | Motors/Drives | [44 empty] | 0 | 0 | [56 empty] | 0
C - Commercial & Industrial | Small Business Energy Solutions | Small Business Retrofit | ECMs | 0 | HVAC | [44 empty] | 0 | 0 | [56 empty] | 0
C - Commercial & Industrial | Small Business Energy Solutions | Small Business Retrofit | Mini Split HP SEER 19, EER 12.83 HSPF 10 (Heating) | 0 | HVAC | [44 empty] | 0 | 0 | [56 empty] | 0
C - Commercial & Industrial | Small Business Energy Solutions | Small Business Retrofit | Mini Split HP SEER 19, EER 12.83 HSPF 10 (Cooling) | 0 | HVAC | [44 empty] | 0 | 0 | [56 empty] | 0
C - Commercial & Industrial | Small Business Energy Solutions | Small Business Retrofit | Air Conditioning | 0 | HVAC | [44 empty] | 0 | 0 | [56 empty] | 0
[50 empty] | 0 | 0 | [56 empty] | 0
[50 empty] | 0 | 0 | [56 empty] | 0
[50 empty] | 0 | 0 | [56 empty] | 0
[50 empty] | 0 | 0 | [56 empty] | 0
[50 empty] | 0 | 0 | [56 empty] | 0
C - Commercial & Industrial | Small Business Energy Solutions | Small Business New Equipment and Construction | Lighting - Fluorescents - Retro | 0 | Lighting | [44 empty] | 0 | 0 | [56 empty] | 0
C - Commercial & Industrial | Small Business Energy Solutions | Small Business New Equipment and Construction | Lighting LEDs - Retro | 0 | Lighting | [44 empty] | 0 | 0 | [56 empty] | 0
C - Commercial & Industrial | Small Business Energy Solutions | Small Business New Equipment and Construction | Lighting - Fluorescents - New | 0 | Lighting | [44 empty] | 0 | 0 | [56 empty] | 0
C - Commercial & Industrial | Small Business Energy Solutions | Small Business New Equipment and Construction | Lighting - LEDs - New | 0 | Lighting | [44 empty] | 0 | 0 | [56 empty] | 0
C - Commercial & Industrial | Small Business Energy Solutions | Small Business New Equipment and Construction | Custom | 0 | 0 | [44 empty] | 0 | 0 | [56 empty] | 0
C - Commercial & Industrial | Small Business Energy Solutions | Small Business New Equipment and Construction | Air Compressors | 0 | Compressed Air | [44 empty] | 0 | 0 | [56 empty] | 0
C - Commercial & Industrial | Small Business Energy Solutions | Small Business New Equipment and Construction | Energy Management System | 0 | HVAC | [44 empty] | 0 | 0 | [56 empty] | 0
C - Commercial & Industrial | Small Business Energy Solutions | Small Business New Equipment and Construction | VFDs | 0 | Motors/Drives | [44 empty] | 0 | 0 | [56 empty] | 0
C - Commercial & Industrial | Small Business Energy Solutions | Small Business New Equipment and Construction | ECMs | 0 | HVAC | [44 empty] | 0 | 0 | [56 empty] | 0
C - Commercial & Industrial | Small Business Energy Solutions | Small Business New Equipment and Construction | Mini Split HP SEER 19, EER 12.83 HSPF 10 (Heating) | 0 | HVAC | [44 empty] | 0 | 0 | [56 empty] | 0
C - Commercial & Industrial | Small Business Energy Solutions | Small Business New Equipment and Construction | Mini Split HP SEER 19, EER 12.83 HSPF 10 (Cooling) | 0 | HVAC | [44 empty] | 0 | 0 | [56 empty] | 0
C - Commercial & Industrial | Small Business Energy Solutions | Small Business New Equipment and Construction | Air Conditioning | 0 | HVAC | [44 empty] | 0 | 0 | [56 empty] | 0
[50 empty] | 0 | 0 | [56 empty] | 0
[50 empty] | 0 | 0 | [56 empty] | 0
[50 empty] | 0 | 0 | [56 empty] | 0
[50 empty] | 0 | 0 | [56 empty] | 0
[50 empty] | 0 | 0 | [56 empty] | 0
C - Commercial & Industrial | Small Business Energy Solutions | Small Business Direct Install | Lighting - Fluorescents - Retro | 0 | Lighting | [44 empty] | 0 | 0 | [56 empty] | 0
C - Commercial & Industrial | Small Business Energy Solutions | Small Business Direct Install | Lighting LEDs - Retro | 0 | Lighting | [44 empty] | 0 | 0 | [56 empty] | 0
C - Commercial & Industrial | Small Business Energy Solutions | Small Business Direct Install | Lighting - Fluorescents - New | 0 | Lighting | [44 empty] | 0 | 0 | [56 empty] | 0
C - Commercial & Industrial | Small Business Energy Solutions | Small Business Direct Install | Lighting - LEDs - New | 0 | Lighting | [44 empty] | 0 | 0 | [56 empty] | 0
C - Commercial & Industrial | Small Business Energy Solutions | Small Business Direct Install | Custom | 0 | 0 | [44 empty] | 0 | 0 | [56 empty] | 0
C - Commercial & Industrial | Small Business Energy Solutions | Small Business Direct Install | Air Compressors | 0 | Compressed Air | [44 empty] | 0 | 0 | [56 empty] | 0
C - Commercial & Industrial | Small Business Energy Solutions | Small Business Direct Install | Energy Management System | 0 | HVAC | [44 empty] | 0 | 0 | [56 empty] | 0
C - Commercial & Industrial | Small Business Energy Solutions | Small Business Direct Install | VFDs | 0 | Motors/Drives | [44 empty] | 0 | 0 | [56 empty] | 0
C - Commercial & Industrial | Small Business Energy Solutions | Small Business Direct Install | ECMs | 0 | HVAC | [44 empty] | 0 | 0 | [56 empty] | 0
C - Commercial & Industrial | Small Business Energy Solutions | Small Business Direct Install | Mini Split HP SEER 19, EER 12.83 HSPF 10 (Heating) | 0 | HVAC | [44 empty] | 0 | 0 | [56 empty] | 0
C - Commercial & Industrial | Small Business Energy Solutions | Small Business Direct Install | Mini Split HP SEER 19, EER 12.83 HSPF 10 (Cooling) | 0 | HVAC | [44 empty] | 0 | 0 | [56 empty] | 0
C - Commercial & Industrial | Small Business Energy Solutions | Small Business Direct Install | Air Conditioning | 0 | HVAC | [44 empty] | 0 | 0 | [56 empty] | 0
[50 empty] | 0 | 0 | [56 empty] | 0
[50 empty] | 0 | 0 | [56 empty] | 0
[50 empty] | 0 | 0 | [56 empty] | 0
[50 empty] | 0 | 0 | [56 empty] | 0
[50 empty] | 0 | 0 | [56 empty] | 0
[50 empty] | 0 | 0 | [56 empty] | 0
[50 empty] | 0 | 0 | [56 empty] | 0
[50 empty] | 0 | 0 | [56 empty] | 0
[50 empty] | 0 | 0 | [56 empty] | 0
[50 empty] | 0 | 0 | [56 empty] | 0
[50 empty] | 0 | 0 | [56 empty] | 0
[50 empty] | 0 | 0 | [56 empty] | 0
[50 empty] | 0 | 0 | [56 empty] | 0
[50 empty] | 0 | 0 | [56 empty] | 0
[50 empty] | 0 | 0 | [56 empty] | 0
[50 empty] | 0 | 0 | [56 empty] | 0
[50 empty] | 0 | 0 | [56 empty] | 0
[50 empty] | 0 | 0 | [56 empty] | 0
[50 empty] | 0 | 0 | [56 empty] | 0
[50 empty] | 0 | 0 | [56 empty] | 0
[50 empty] | 0 | 0 | [56 empty] | 0
[50 empty] | 0 | 0 | [56 empty] | 0
[50 empty] | 0 | 0 | [56 empty] | 0
[50 empty] | 0 | 0 | [56 empty] | 0
[50 empty] | 0 | 0 | [56 empty] | 0
[50 empty] | 0 | 0 | [56 empty] | 0
[50 empty] | 0 | 0 | [56 empty] | 0
[50 empty] | 0 | 0 | [56 empty] | 0
[50 empty] | 0 | 0 | [56 empty] | 0
[50 empty] | 0 | 0 | [56 empty] | 0
[50 empty] | 0 | 0 | [56 empty] | 0
[50 empty] | 0 | 0 | [56 empty] | 0
[50 empty] | 0 | 0 | [56 empty] | 0
[50 empty] | 0 | 0 | [56 empty] | 0
[50 empty] | 0 | 0 | [56 empty] | 0
[50 empty] | 0 | 0 | [56 empty] | 0
[50 empty] | 0 | 0 | [56 empty] | 0
[50 empty] | 0 | 0 | [56 empty] | 0
[50 empty] | 0 | 0 | [56 empty] | 0
[50 empty] | 0 | 0 | [56 empty] | 0
[50 empty] | 0 | 0 | [56 empty] | 0
[50 empty] | 0 | 0 | [56 empty] | 0
[50 empty] | 0 | 0 | [56 empty] | 0
[50 empty] | 0 | 0 | [56 empty] | 0
[50 empty] | 0 | 0 | [56 empty] | 0
[50 empty] | 0 | 0 | [56 empty] | 0
[50 empty] | 0 | 0 | [56 empty] | 0
[50 empty] | 0 | 0 | [56 empty] | 0
[50 empty] | 0 | 0 | [56 empty] | 0
[50 empty] | 0 | 0 | [56 empty] | 0
[50 empty] | 0 | 0 | [56 empty] | 0
[50 empty] | 0 | 0 | [56 empty] | 0
[50 empty] | 0 | 0 | [56 empty] | 0
[50 empty] | 0 | 0 | [56 empty] | 0
[50 empty] | 0 | 0 | [56 empty] | 0
[50 empty] | 0 | 0 | [56 empty] | 0
[50 empty] | 0 | 0 | [56 empty] | 0
[50 empty] | 0 | 0 | [56 empty] | 0
[50 empty] | 0 | 0 | [56 empty] | 0
[50 empty] | 0 | 0 | [56 empty] | 0
[50 empty] | 0 | 0 | [56 empty] | 0
[50 empty] | 0 | 0 | [56 empty] | 0
[50 empty] | 0 | 0 | [56 empty] | 0
[50 empty] | 0 | 0 | [56 empty] | 0
[50 empty] | 0 | 0 | [56 empty] | 0
[50 empty] | 0 | 0 | [56 empty] | 0
[50 empty] | 0 | 0 | [56 empty] | 0
[50 empty] | 0 | 0 | [56 empty] | 0
[50 empty] | 0 | 0 | [56 empty] | 0
[50 empty] | 0 | 0 | [56 empty] | 0
[50 empty] | 0 | 0 | [56 empty] | 0
[50 empty] | 0 | 0 | [56 empty] | 0
[50 empty] | 0 | 0 | [56 empty] | 0
[50 empty] | 0 | 0 | [56 empty] | 0
[50 empty] | 0 | 0 | [56 empty] | 0
[50 empty] | 0 | 0 | [56 empty] | 0
[50 empty] | 0 | 0 | [56 empty] | 0
[50 empty] | 0 | 0 | [56 empty] | 0
[50 empty] | 0 | 0 | [56 empty] | 0
[50 empty] | 0 | 0 | [56 empty] | 0
[50 empty] | 0 | 0 | [56 empty] | 0
[50 empty] | 0 | 0 | [56 empty] | 0
[50 empty] | 0 | 0 | [56 empty] | 0
[50 empty] | 0 | 0 | [56 empty] | 0
[50 empty] | 0 | 0 | [56 empty] | 0
[50 empty] | 0 | 0 | [56 empty] | 0
[50 empty] | 0 | 0 | [56 empty] | 0
[50 empty] | 0 | 0 | [56 empty] | 0
[50 empty] | 0 | 0 | [56 empty] | 0
[50 empty] | 0 | 0 | [56 empty] | 0
[50 empty] | 0 | 0 | [56 empty] | 0
[50 empty] | 0 | 0 | [56 empty] | 0
[50 empty] | 0 | 0 | [56 empty] | 0
[50 empty] | 0 | 0 | [56 empty] | 0
[50 empty] | 0 | 0 | [56 empty] | 0
[50 empty] | 0 | 0 | [56 empty] | 0
[50 empty] | 0 | 0 | [56 empty] | 0
[50 empty] | 0 | 0 | [56 empty] | 0
[50 empty] | 0 | 0 | [56 empty] | 0
[50 empty] | 0 | 0 | [56 empty] | 0
[50 empty] | 0 | 0 | [56 empty] | 0
[50 empty] | 0 | 0 | [56 empty] | 0
[50 empty] | 0 | 0 | [56 empty] | 0
[50 empty] | 0 | 0 | [56 empty] | 0
[50 empty] | 0 | 0 | [56 empty] | 0
[50 empty] | 0 | 0 | [56 empty] | 0
[50 empty] | 0 | 0 | [56 empty] | 0
[50 empty] | 0 | 0 | [56 empty] | 0
[50 empty] | 0 | 0 | [56 empty] | 0
[50 empty] | 0 | 0 | [56 empty] | 0
[50 empty] | 0 | 0 | [56 empty] | 0
[50 empty] | 0 | 0 | [56 empty] | 0
[50 empty] | 0 | 0 | [56 empty] | 0
[50 empty] | 0 | 0 | [56 empty] | 0
[50 empty] | 0 | 0 | [56 empty] | 0
[50 empty] | 0 | 0 | [56 empty] | 0
[50 empty] | 0 | 0 | [56 empty] | 0
[50 empty] | 0 | 0 | [56 empty] | 0
[50 empty] | 0 | 0 | [56 empty] | 0
[50 empty] | 0 | 0 | [56 empty] | 0
[50 empty] | 0 | 0 | [56 empty] | 0
[50 empty] | 0 | 0 | [56 empty] | 0
[50 empty] | 0 | 0 | [56 empty] | 0
[50 empty] | 0 | 0 | [56 empty] | 0
[50 empty] | 0 | 0 | [56 empty] | 0
[50 empty] | 0 | 0 | [56 empty] | 0
[50 empty] | 0 | 0 | [56 empty] | 0
[50 empty] | 0 | 0 | [56 empty] | 0
[50 empty] | 0 | 0 | [56 empty] | 0
[50 empty] | 0 | 0 | [56 empty] | 0
[50 empty] | 0 | 0 | [56 empty] | 0
[50 empty] | 0 | 0 | [56 empty] | 0
[50 empty] | 0 | 0 | [56 empty] | 0
[50 empty] | 0 | 0 | [56 empty] | 0
[50 empty] | 0 | 0 | [56 empty] | 0
[50 empty] | 0 | 0 | [56 empty] | 0
[50 empty] | 0 | 0 | [56 empty] | 0
[50 empty] | 0 | 0 | [56 empty] | 0
[50 empty] | 0 | 0 | [56 empty] | 0
[50 empty] | 0 | 0 | [56 empty] | 0
[50 empty] | 0 | 0 | [56 empty] | 0
[50 empty] | 0 | 0 | [56 empty] | 0
[50 empty] | 0 | 0 | [56 empty] | 0
[50 empty] | 0 | 0 | [56 empty] | 0
[50 empty] | 0 | 0 | [56 empty] | 0
[50 empty] | 0 | 0 | [56 empty] | 0
[50 empty] | 0 | 0 | [56 empty] | 0
[50 empty] | 0 | 0 | [56 empty] | 0
[50 empty] | 0 | 0 | [56 empty] | 0
[50 empty] | 0 | 0 | [56 empty] | 0
[50 empty] | 0 | 0 | [56 empty] | 0
[50 empty] | 0 | 0 | [56 empty] | 0
[50 empty] | 0 | 0 | [56 empty] | 0
[50 empty] | 0 | 0 | [56 empty] | 0
[50 empty] | 0 | 0 | [56 empty] | 0
[50 empty] | 0 | 0 | [56 empty] | 0
[50 empty] | 0 | 0 | [56 empty] | 0
[50 empty] | 0 | 0 | [56 empty] | 0
[50 empty] | 0 | 0 | [56 empty] | 0
[50 empty] | 0 | 0 | [56 empty] | 0
[50 empty] | 0 | 0 | [56 empty] | 0
[50 empty] | 0 | 0 | [56 empty] | 0
[50 empty] | 0 | 0 | [56 empty] | 0
[50 empty] | 0 | 0 | [56 empty] | 0
[50 empty] | 0 | 0 | [56 empty] | 0
[50 empty] | 0 | 0 | [56 empty] | 0
[50 empty] | 0 | 0 | [56 empty] | 0
[50 empty] | 0 | 0 | [56 empty] | 0
[50 empty] | 0 | 0 | [56 empty] | 0
[50 empty] | 0 | 0 | [56 empty] | 0
[50 empty] | 0 | 0 | [56 empty] | 0
[50 empty] | 0 | 0 | [56 empty] | 0
[50 empty] | 0 | 0 | [56 empty] | 0
[50 empty] | 0 | 0 | [56 empty] | 0
[50 empty] | 0 | 0 | [56 empty] | 0
[50 empty] | 0 | 0 | [56 empty] | 0
[50 empty] | 0 | 0 | [56 empty] | 0
[50 empty] | 0 | 0 | [56 empty] | 0
[50 empty] | 0 | 0 | [56 empty] | 0
[50 empty] | 0 | 0 | [56 empty] | 0
[50 empty] | 0 | 0 | [56 empty] | 0
[50 empty] | 0 | 0 | [56 empty] | 0
[50 empty] | 0 | 0 | [56 empty] | 0
[50 empty] | 0 | 0 | [56 empty] | 0
[50 empty] | 0 | 0 | [56 empty] | 0
[50 empty] | 0 | 0 | [56 empty] | 0
[50 empty] | 0 | 0 | [56 empty] | 0
[50 empty] | 0 | 0 | [56 empty] | 0
[50 empty] | 0 | 0 | [56 empty] | 0
[50 empty] | 0 | 0 | [56 empty] | 0
[50 empty] | 0 | 0 | [56 empty] | 0
[50 empty] | 0 | 0 | [56 empty] | 0
[50 empty] | 0 | 0 | [56 empty] | 0
[50 empty] | 0 | 0 | [56 empty] | 0
[50 empty] | 0 | 0 | [56 empty] | 0
[50 empty] | 0 | 0 | [56 empty] | 0
[50 empty] | 0 | 0 | [56 empty] | 0
[50 empty] | 0 | 0 | [56 empty] | 0
[50 empty] | 0 | 0 | [56 empty] | 0
[50 empty] | 0 | 0 | [56 empty] | 0
[50 empty] | 0 | 0 | [56 empty] | 0
[50 empty] | 0 | 0 | [56 empty] | 0
[50 empty] | 0 | 0 | [56 empty] | 0
[50 empty] | 0 | 0 | [56 empty] | 0
[50 empty] | 0 | 0 | [56 empty] | 0
[50 empty] | 0 | 0 | [56 empty] | 0
[50 empty] | 0 | 0 | [56 empty] | 0
[50 empty] | 0 | 0 | [56 empty] | 0
[50 empty] | 0 | 0 | [56 empty] | 0
[50 empty] | 0 | 0 | [56 empty] | 0
[50 empty] | 0 | 0 | [56 empty] | 0
[50 empty] | 0 | 0 | [56 empty] | 0
[50 empty] | 0 | 0 | [56 empty] | 0
[50 empty] | 0 | 0 | [56 empty] | 0
[50 empty] | 0 | 0 | [56 empty] | 0
[50 empty] | 0 | 0 | [56 empty] | 0
[50 empty] | 0 | 0 | [56 empty] | 0
[50 empty] | 0 | 0 | [56 empty] | 0
[50 empty] | 0 | 0 | [56 empty] | 0
[50 empty] | 0 | 0 | [56 empty] | 0
[50 empty] | 0 | 0 | [56 empty] | 0
[50 empty] | 0 | 0 | [56 empty] | 0
[50 empty] | 0 | 0 | [56 empty] | 0
[50 empty] | 0 | 0 | [56 empty] | 0
[50 empty] | 0 | 0 | [56 empty] | 0
[50 empty] | 0 | 0 | [56 empty] | 0
[50 empty] | 0 | 0 | [56 empty] | 0
[50 empty] | 0 | 0 | [56 empty] | 0
[50 empty] | 0 | 0 | [56 empty] | 0
[50 empty] | 0 | 0 | [56 empty] | 0
[50 empty] | 0 | 0 | [56 empty] | 0
[50 empty] | 0 | 0 | [56 empty] | 0
[50 empty] | 0 | 0 | [56 empty] | 0
[50 empty] | 0 | 0 | [56 empty] | 0
[50 empty] | 0 | 0 | [56 empty] | 0
[50 empty] | 0 | 0 | [56 empty] | 0
[50 empty] | 0 | 0 | [56 empty] | 0
[50 empty] | 0 | 0 | [56 empty] | 0
[50 empty] | 0 | 0 | [56 empty] | 0
[50 empty] | 0 | 0 | [56 empty] | 0
[50 empty] | 0 | 0 | [56 empty] | 0
[50 empty] | 0 | 0 | [56 empty] | 0
[50 empty] | 0 | 0 | [56 empty] | 0
[50 empty] | 0 | 0 | [56 empty] | 0
[50 empty] | 0 | 0 | [56 empty] | 0
x | x | x | x | x | x | x | x | x | x | #VALUE! | x | x |  | x | x | x | x | x | x | x | x | x | x | x | x | x | x | x | x | x | x | x | x | x | x | x | x | x | x | x | x | x | x | x | x | x | x | x | x | x | x | x | x | x | x | x | x | x | x | x | x | x | x | x | x | x | x | x | x | x | x | x | x | x | x | x | x | x | x | x | x | x | [8 empty] | x | x | x | x | x | x | x | x | x | x | x | x | x | x | x | x | x | x | x | bar: 71 to 85

## Inputs Yr 3 (hidden)
|  | Administrator: | Liberty Utilities Gas
|  | Program Year: | 2019
[12 empty] | Impact Factors | [8 empty] | Energy Savings | [7 empty] | Capacity Savings |  |  |  |  | Non-Electric Benefits | [7 empty] | Non Energy Impacts | [5 empty] | BCR
Sector | Program | Core Initiative | Measure | BCR Measure ID | End Use | Quantity | Measure Life | Total Resource Cost | Incentive | Admin Costs | Customer Cost | Free-Ridership Rate | Spillover [Participant] Rate | Spillover [Non-Participant] Rate | Net to Gross | In-Service Rate | kWh Realization Rate | kW Winter Realization Rate | kW Summer Realization Rate | Non Electric Realization Rate | Gross Annual kWh Saved | LS_ID | Max Demand Factor | Load Shape Description | Winter Peak Energy % | Winter Off-Peak Energy % | Summer Peak Energy % | Summer Off-Peak Energy % | Maximum Load Reduction (kW) | Summer Coincident (%) | Winter Coincident (%) | Trans. Coincident (%) | Dist. Coincident (%) | Fossil Fuel Type #1 | Savings from Fuel Type #1 (MMBtu/Year) | Fossil Fuel Type #2 | Savings from Fuel Type #2 (MMBtu/Year) | Fossil Fuel Type #3 | Savings from Fuel Type #3 (MMBtu/Year) | Res Water Savings (Gallons per Year) | C&I Water Savings (Gallons per Year) | Annual per Unit | One time per Unit | Annual per kWh | One time per KWh | Annual per Therm | One time per Therm | Benefit Cost Ratio
A - Residential | EnergyStar® Homes | EnergyStar® Homes | E-STAR Homes Heating (non-electric) |  | Energy Star Homes |  | 25 |  |  | 0 | 0 | 0% | 0% | 0% | 100% | 100% | 100% | 100% | 100% | 100% |  | ls_3 | #N/A | #N/A | 0% | 0% | 0% | 0% |  | 0% | 0% | 0% | 0% | [8 empty] | 0 | 0 | 0 | 0 | 0 | 0
A - Residential | EnergyStar® Homes | EnergyStar® Homes | E-STAR Homes Cooling (non-electric) |  | Energy Star Homes |  | 25 |  |  |  | 0 | 0% | 0% | 0% | 100% | 100% | 100% | 100% | 100% | 100% |  | ls_11 | #N/A | #N/A | 0% | 0% | 0% | 0% |  | 0% | 0% | 0% | 0% | [8 empty] | 0 | 0 | 0 | 0 | 0 | 0
A - Residential | EnergyStar® Homes | EnergyStar® Homes | E-STAR Homes Water Heating |  | Hot Water |  | 15 |  |  |  | 0 | 0% | 0% | 0% | 100% | 100% | 100% | 100% | 100% | 100% |  | ls_8 | #N/A | #N/A | 0% | 0% | 0% | 0% |  | 0% | 0% | 0% | 0% | [8 empty] | 0 | 0 | 0 | 0 | 0 | 0
A - Residential | EnergyStar® Homes | EnergyStar® Homes | Refrigerator |  | Process |  | 12 |  |  |  | 0 | 0% | 0% | 0% | 100% | 100% | 100% | 100% | 100% | 100% |  | ls_7 | #N/A | #N/A | 0% | 0% | 0% | 0% |  | 0% | 0% | 0% | 0% | [8 empty] | 0 | 0 | 0 | 0 | 0 | 0
A - Residential | EnergyStar® Homes | EnergyStar® Homes | Clothes Washer |  | Hot Water |  | 11 |  |  |  | 0 | 0% | 0% | 0% | 100% | 100% | 100% | 100% | 100% | 100% |  | ls_1 | #N/A | #N/A | 0% | 0% | 0% | 0% |  | 0% | 0% | 0% | 0% | [8 empty] | 0 | 0 | 0 | 0 | 0 | 0
A - Residential | EnergyStar® Homes | EnergyStar® Homes | Dishwasher |  | Hot Water |  | 11 |  |  |  | 0 | 0% | 0% | 0% | 100% | 100% | 100% | 100% | 100% | 100% |  |  | #N/A | #N/A | 0% | 0% | 0% | 0% |  | 0% | 0% | 0% | 0% | [8 empty] | 0 | 0 | 0 | 0 | 0 | 0
A - Residential | EnergyStar® Homes | EnergyStar® Homes | LED Bulbs (Installed by Builder or HERS Rater) |  | Lighting |  | 20 |  |  |  | 0 | 0% | 0% | 0% | 100% | 100% | 100% | 100% | 100% | 100% |  | ls_70 | #N/A | #N/A | 0% | 0% | 0% | 0% |  | 0% | 0% | 0% | 0% | [8 empty] | 0 | 0 | 0 | 0 | 0 | 0
A - Residential | EnergyStar® Homes | EnergyStar® Homes | E-STAR Homes cooling (GSHP and ASHP) |  | Energy Star Homes |  | 17 |  |  |  | 0 | 0% | 0% | 0% | 100% | 100% | 100% | 100% | 100% | 100% |  |  | #N/A | #N/A | 0% | 0% | 0% | 0% |  | 0% | 0% | 0% | 0% | [8 empty] | 0 | 0 | 0 | 0 | 0 | 0
A - Residential | EnergyStar® Homes | EnergyStar® Homes | E-STAR Homes heating (GSHP and ASHP) |  | Energy Star Homes |  | 17 |  |  |  | 0 | 0% | 0% | 0% | 100% | 100% | 100% | 100% | 100% | 100% |  |  | #N/A | #N/A | 0% | 0% | 0% | 0% |  | 0% | 0% | 0% | 0% | [8 empty] | 0 | 0 | 0 | 0 | 0 | 0
A - Residential | EnergyStar® Homes | EnergyStar® Homes | Rater Fees |  |  |  | 25 |  |  |  | 0 | 0% | 0% | 0% | 100% | 100% | 100% | 100% | 100% | 100% |  |  | #N/A | #N/A | 0% | 0% | 0% | 0% |  | 0% | 0% | 0% | 0% | [8 empty] | 0 | 0 | 0 | 0 | 0 | 0
[11 empty] | 0 | [30 empty] | 0 | 0 | 0 | 0 | 0 | 0
[11 empty] | 0 | [30 empty] | 0 | 0 | 0 | 0 | 0 | 0
[11 empty] | 0 | [30 empty] | 0 | 0 | 0 | 0 | 0 | 0
[11 empty] | 0 | [30 empty] | 0 | 0 | 0 | 0 | 0 | 0
[11 empty] | 0 | [30 empty] | 0 | 0 | 0 | 0 | 0 | 0
A - Residential | HP w/EnergyStar® | HP w/EnergyStar® | Air Sealing, Oil |  | Envelope |  | 15 |  |  |  | 0 | 0% | 0% | 0% | 100% | 100% | 100% | 100% | 100% | 100% |  | ls_11 | #N/A | #N/A | 0% | 0% | 0% | 0% |  | 0% | 0% | 0% | 0% | [8 empty] | 0 | 0 | 0 | 0 | 0 | 0
A - Residential | HP w/EnergyStar® | HP w/EnergyStar® | Air Sealing, Electric |  | Envelope |  | 15 |  |  |  | 0 | 0% | 0% | 0% | 100% | 100% | 100% | 100% | 100% | 100% |  | ls_3 | #N/A | #N/A | 0% | 0% | 0% | 0% |  | 0% | 0% | 0% | 0% | [8 empty] | 0 | 0 | 0 | 0 | 0 | 0
A - Residential | HP w/EnergyStar® | HP w/EnergyStar® | Air Sealing, Propane |  | Envelope |  | 15 |  |  |  | 0 | 0% | 0% | 0% | 100% | 100% | 100% | 100% | 100% | 100% |  | ls_11 | #N/A | #N/A | 0% | 0% | 0% | 0% |  | 0% | 0% | 0% | 0% | [8 empty] | 0 | 0 | 0 | 0 | 0 | 0
A - Residential | HP w/EnergyStar® | HP w/EnergyStar® | Insulation, Oil |  | Envelope |  | 25 |  |  |  | 0 | 0% | 0% | 0% | 100% | 100% | 100% | 100% | 100% | 100% |  | ls_76 | #N/A | #N/A | 0% | 0% | 0% | 0% |  | 0% | 0% | 0% | 0% | [8 empty] | 0 | 0 | 0 | 0 | 0 | 0
A - Residential | HP w/EnergyStar® | HP w/EnergyStar® | Insulation, Electric |  | Envelope |  | 25 |  |  |  | 0 | 0% | 0% | 0% | 100% | 100% | 100% | 100% | 100% | 100% |  | ls_3 | #N/A | #N/A | 0% | 0% | 0% | 0% |  | 0% | 0% | 0% | 0% | [8 empty] | 0 | 0 | 0 | 0 | 0 | 0
A - Residential | HP w/EnergyStar® | HP w/EnergyStar® | Insulation, Propane |  | Envelope |  | 25 |  |  |  | 0 | 0% | 0% | 0% | 100% | 100% | 100% | 100% | 100% | 100% |  | ls_74 | #N/A | #N/A | 0% | 0% | 0% | 0% |  | 0% | 0% | 0% | 0% | [8 empty] | 0 | 0 | 0 | 0 | 0 | 0
A - Residential | HP w/EnergyStar® | HP w/EnergyStar® | Thermostats, Oil |  | HVAC |  | 15 |  |  |  | 0 | 0% | 0% | 0% | 100% | 100% | 100% | 100% | 100% | 100% |  | ls_0 | #N/A | #N/A | 0% | 0% | 0% | 0% |  | 0% | 0% | 0% | 0% | [8 empty] | 0 | 0 | 0 | 0 | 0 | 0
A - Residential | HP w/EnergyStar® | HP w/EnergyStar® | Thermostats Electric |  | HVAC |  | 15 |  |  |  | 0 | 0% | 0% | 0% | 100% | 100% | 100% | 100% | 100% | 100% |  | ls_3 | #N/A | #N/A | 0% | 0% | 0% | 0% |  | 0% | 0% | 0% | 0% | [8 empty] | 0 | 0 | 0 | 0 | 0 | 0
A - Residential | HP w/EnergyStar® | HP w/EnergyStar® | Thermostats, Propane |  | HVAC |  | 15 |  |  |  | 0 | 0% | 0% | 0% | 100% | 100% | 100% | 100% | 100% | 100% |  | ls_0 | #N/A | #N/A | 0% | 0% | 0% | 0% |  | 0% | 0% | 0% | 0% | [8 empty] | 0 | 0 | 0 | 0 | 0 | 0
A - Residential | HP w/EnergyStar® | HP w/EnergyStar® | CFLs |  | Lighting |  | 8 |  |  |  | 0 | 0% | 0% | 0% | 100% | 100% | 100% | 100% | 100% | 100% |  | ls_70 | #N/A | #N/A | 0% | 0% | 0% | 0% |  | 0% | 0% | 0% | 0% | [8 empty] | 0 | 0 | 0 | 0 | 0 | 0
A - Residential | HP w/EnergyStar® | HP w/EnergyStar® | Refrigerators |  | Process |  | 12 |  |  |  | 0 | 0% | 0% | 0% | 100% | 100% | 100% | 100% | 100% | 100% |  | ls_7 | #N/A | #N/A | 0% | 0% | 0% | 0% |  | 0% | 0% | 0% | 0% | [8 empty] | 0 | 0 | 0 | 0 | 0 | 0
A - Residential | HP w/EnergyStar® | HP w/EnergyStar® | LEDs |  | Lighting |  | 20 |  |  |  | 0 | 0% | 0% | 0% | 100% | 100% | 100% | 100% | 100% | 100% |  | ls_70 | #N/A | #N/A | 0% | 0% | 0% | 0% |  | 0% | 0% | 0% | 0% | [8 empty] | 0 | 0 | 0 | 0 | 0 | 0
A - Residential | HP w/EnergyStar® | HP w/EnergyStar® | LED Fixtures |  | Lighting |  | 20 |  |  |  | 0 | 0% | 0% | 0% | 100% | 100% | 100% | 100% | 100% | 100% |  | ls_69 | #N/A | #N/A | 0% | 0% | 0% | 0% |  | 0% | 0% | 0% | 0% | [8 empty] | 0 | 0 | 0 | 0 | 0 | 0
A - Residential | HP w/EnergyStar® | HP w/EnergyStar® | Aerators Electric |  | Hot Water |  | 7 |  |  |  | 0 | 0% | 0% | 0% | 100% | 100% | 100% | 100% | 100% | 100% |  | ls_8 | #N/A | #N/A | 0% | 0% | 0% | 0% |  | 0% | 0% | 0% | 0% | [8 empty] | 0 | 0 | 0 | 0 | 0 | 0
A - Residential | HP w/EnergyStar® | HP w/EnergyStar® | Aerators Non-Electric |  | Hot Water |  | 7 |  |  |  | 0 | 0% | 0% | 0% | 100% | 100% | 100% | 100% | 100% | 100% |  | ls_0 | #N/A | #N/A | 0% | 0% | 0% | 0% |  | 0% | 0% | 0% | 0% | [8 empty] | 0 | 0 | 0 | 0 | 0 | 0
A - Residential | HP w/EnergyStar® | HP w/EnergyStar® | Showerheads Electric |  | Hot Water |  | 7 |  |  |  | 0 | 0% | 0% | 0% | 100% | 100% | 100% | 100% | 100% | 100% |  | ls_8 | #N/A | #N/A | 0% | 0% | 0% | 0% |  | 0% | 0% | 0% | 0% | [8 empty] | 0 | 0 | 0 | 0 | 0 | 0
A - Residential | HP w/EnergyStar® | HP w/EnergyStar® | Showerheads Non-Electric |  | Hot Water |  | 7 |  |  |  | 0 | 0% | 0% | 0% | 100% | 100% | 100% | 100% | 100% | 100% |  | ls_0 | #N/A | #N/A | 0% | 0% | 0% | 0% |  | 0% | 0% | 0% | 0% | [8 empty] | 0 | 0 | 0 | 0 | 0 | 0
A - Residential | HP w/EnergyStar® | HP w/EnergyStar® | DHW Pipe Wrap Electric |  | Hot Water |  | 20 |  |  |  | 0 | 0% | 0% | 0% | 100% | 100% | 100% | 100% | 100% | 100% |  | ls_8 | #N/A | #N/A | 0% | 0% | 0% | 0% |  | 0% | 0% | 0% | 0% | [8 empty] | 0 | 0 | 0 | 0 | 0 | 0
A - Residential | HP w/EnergyStar® | HP w/EnergyStar® | DHW Pipe Wrap Non-Electric |  | Hot Water |  | 20 |  |  |  | 0 | 0% | 0% | 0% | 100% | 100% | 100% | 100% | 100% | 100% |  | ls_0 | #N/A | #N/A | 0% | 0% | 0% | 0% |  | 0% | 0% | 0% | 0% | [8 empty] | 0 | 0 | 0 | 0 | 0 | 0
A - Residential | HP w/EnergyStar® | HP w/EnergyStar® | Boiler - Oil AFUE >=90% |  | HVAC |  | 20 |  |  |  | 0 | 0% | 0% | 0% | 100% | 100% | 100% | 100% | 100% | 100% |  | ls_0 | #N/A | #N/A | 0% | 0% | 0% | 0% |  | 0% | 0% | 0% | 0% | [8 empty] | 0 | 0 | 0 | 0 | 0 | 0
A - Residential | HP w/EnergyStar® | HP w/EnergyStar® | Boiler - Propane AFUE >=90% |  | HVAC |  | 20 |  |  |  | 0 | 0% | 0% | 0% | 100% | 100% | 100% | 100% | 100% | 100% |  | ls_0 | #N/A | #N/A | 0% | 0% | 0% | 0% |  | 0% | 0% | 0% | 0% | [8 empty] | 0 | 0 | 0 | 0 | 0 | 0
A - Residential | HP w/EnergyStar® | HP w/EnergyStar® | Furnace w/ECM - Oil AFUE >=85% |  | HVAC |  | 18 |  |  |  | 0 | 0% | 0% | 0% | 100% | 100% | 100% | 100% | 100% | 100% |  | ls_73 | #N/A | #N/A | 0% | 0% | 0% | 0% |  | 0% | 0% | 0% | 0% | [8 empty] | 0 | 0 | 0 | 0 | 0 | 0
A - Residential | HP w/EnergyStar® | HP w/EnergyStar® | Furnace w/ECM - Propane AFUE >=97% |  | HVAC |  | 18 |  |  |  | 0 | 0% | 0% | 0% | 100% | 100% | 100% | 100% | 100% | 100% |  | ls_73 | #N/A | #N/A | 0% | 0% | 0% | 0% |  | 0% | 0% | 0% | 0% | [8 empty] | 0 | 0 | 0 | 0 | 0 | 0
A - Residential | HP w/EnergyStar® | HP w/EnergyStar® | Mini Split Heat Pump Cooling SEER 20 (per ton) |  | HVAC |  | 18 |  |  |  | 0 | 0% | 0% | 0% | 100% | 100% | 100% | 100% | 100% | 100% |  | ls_68 | #N/A | #N/A | 0% | 0% | 0% | 0% |  | 0% | 0% | 0% | 0% | [8 empty] | 0 | 0 | 0 | 0 | 0 | 0
A - Residential | HP w/EnergyStar® | HP w/EnergyStar® | Mini Split Heat Pump Heating HSPF>=10 (per ton) |  | HVAC |  | 18 |  |  |  | 0 | 0% | 0% | 0% | 100% | 100% | 100% | 100% | 100% | 100% |  | ls_68 | #N/A | #N/A | 0% | 0% | 0% | 0% |  | 0% | 0% | 0% | 0% | [8 empty] | 0 | 0 | 0 | 0 | 0 | 0
A - Residential | HP w/EnergyStar® | HP w/EnergyStar® | Wxn Heating Ancillary Savings |  |  |  | 20 |  |  |  | 0 | 0% | 0% | 0% | 100% | 100% | 100% | 100% | 100% | 100% |  |  | #N/A | #N/A | 0% | 0% | 0% | 0% |  | 0% | 0% | 0% | 0% | [8 empty] | 0 | 0 | 0 | 0 | 0 | 0
A - Residential | HP w/EnergyStar® | HP w/EnergyStar® | Cooling system Ancillary Savings |  |  |  | 20 |  |  |  | 0 | 0% | 0% | 0% | 100% | 100% | 100% | 100% | 100% | 100% |  |  | #N/A | #N/A | 0% | 0% | 0% | 0% |  | 0% | 0% | 0% | 0% | [8 empty] | 0 | 0 | 0 | 0 | 0 | 0
A - Residential | HP w/EnergyStar® | HP w/EnergyStar® | Non-Energy Savings Measures |  |  |  | 1 |  |  |  | 0 | 0% | 0% | 0% | 100% | 100% | 100% | 100% | 100% | 100% |  | ls_0 | #N/A | #N/A | 0% | 0% | 0% | 0% |  | 0% | 0% | 0% | 0% | [8 empty] | 0 | 0 | 0 | 0 | 0 | 0
A - Residential | HP w/EnergyStar® | HP w/EnergyStar® | 3rd Party Financing |  |  |  | 1 |  |  |  | 0 | 0% | 0% | 0% | 100% | 100% | 100% | 100% | 100% | 100% |  | ls_0 | #N/A | #N/A | 0% | 0% | 0% | 0% |  | 0% | 0% | 0% | 0% | [8 empty] | 0 | 0 | 0 | 0 | 0 | 0
A - Residential | HP w/EnergyStar® | HP w/EnergyStar® | Audits |  |  |  | 1 |  |  |  | 0 | 0% | 0% | 0% | 100% | 100% | 100% | 100% | 100% | 100% |  | ls_0 | #N/A | #N/A | 0% | 0% | 0% | 0% |  | 0% | 0% | 0% | 0% | [8 empty] | 0 | 0 | 0 | 0 | 0 | 0
[11 empty] | 0 | [30 empty] | 0 | 0 | 0 | 0 | 0 | 0
[11 empty] | 0 | [30 empty] | 0 | 0 | 0 | 0 | 0 | 0
[11 empty] | 0 | [30 empty] | 0 | 0 | 0 | 0 | 0 | 0
[11 empty] | 0 | [30 empty] | 0 | 0 | 0 | 0 | 0 | 0
[11 empty] | 0 | [30 empty] | 0 | 0 | 0 | 0 | 0 | 0
A - Residential | Res Energy Star Appliance | Res Energy Star Appliance | Energy Star Clothes Washers |  | Hot Water |  | 11 |  |  |  | 0 | 0% | 0% | 0% | 100% | 100% | 100% | 100% | 100% | 100% |  | ls_1 | #N/A | #N/A | 0% | 0% | 0% | 0% |  | 0% | 0% | 0% | 0% | [8 empty] | 0 | 0 | 0 | 0 | 0 | 0
A - Residential | Res Energy Star Appliance | Res Energy Star Appliance | Energy Star Room Air Conditioners |  | HVAC |  | 9 |  |  |  | 0 | 0% | 0% | 0% | 100% | 100% | 100% | 100% | 100% | 100% |  | ls_18 | #N/A | #N/A | 0% | 0% | 0% | 0% |  | 0% | 0% | 0% | 0% | [8 empty] | 0 | 0 | 0 | 0 | 0 | 0
A - Residential | Res Energy Star Appliance | Res Energy Star Appliance | 2nd Refrigerator Pickup/Turnin |  | Process |  | 8 |  |  |  | 0 | 0% | 0% | 0% | 100% | 100% | 100% | 100% | 100% | 100% |  | ls_76 | #N/A | #N/A | 0% | 0% | 0% | 0% |  | 0% | 0% | 0% | 0% | [8 empty] | 0 | 0 | 0 | 0 | 0 | 0
A - Residential | Res Energy Star Appliance | Res Energy Star Appliance | Advanced Power Strip |  | Process |  | 5 |  |  |  | 0 | 0% | 0% | 0% | 100% | 100% | 100% | 100% | 100% | 100% |  | ls_6 | #N/A | #N/A | 0% | 0% | 0% | 0% |  | 0% | 0% | 0% | 0% | [8 empty] | 0 | 0 | 0 | 0 | 0 | 0
A - Residential | Res Energy Star Appliance | Res Energy Star Appliance | Energy Star Refrigerators |  | Process |  | 12 |  |  |  | 0 | 0% | 0% | 0% | 100% | 100% | 100% | 100% | 100% | 100% |  | ls_76 | #N/A | #N/A | 0% | 0% | 0% | 0% |  | 0% | 0% | 0% | 0% | [8 empty] | 0 | 0 | 0 | 0 | 0 | 0
A - Residential | Res Energy Star Appliance | Res Energy Star Appliance | Energy Star Room Air Purifier |  | Process |  | 9 |  |  |  | 0 | 0% | 0% | 0% | 100% | 100% | 100% | 100% | 100% | 100% |  | ls_6 | #N/A | #N/A | 0% | 0% | 0% | 0% |  | 0% | 0% | 0% | 0% | [8 empty] | 0 | 0 | 0 | 0 | 0 | 0
A - Residential | Res Energy Star Appliance | Res Energy Star Appliance | 2nd Freezer Pickup/Turnin |  | Process |  | 8 |  |  |  | 0 | 0% | 0% | 0% | 100% | 100% | 100% | 100% | 100% | 100% |  | ls_76 | #N/A | #N/A | 0% | 0% | 0% | 0% |  | 0% | 0% | 0% | 0% | [8 empty] | 0 | 0 | 0 | 0 | 0 | 0
A - Residential | Res Energy Star Appliance | Res Energy Star Appliance | Room AC Pickup/Turnin |  | HVAC |  | 5 |  |  |  | 0 | 0% | 0% | 0% | 100% | 100% | 100% | 100% | 100% | 100% |  | ls_18 | #N/A | #N/A | 0% | 0% | 0% | 0% |  | 0% | 0% | 0% | 0% | [8 empty] | 0 | 0 | 0 | 0 | 0 | 0
A - Residential | Res Energy Star Appliance | Res Energy Star Appliance | Energy Star Central AC |  | HVAC |  | 14 |  |  |  | 0 | 0% | 0% | 0% | 100% | 100% | 100% | 100% | 100% | 100% |  | ls_11 | #N/A | #N/A | 0% | 0% | 0% | 0% |  | 0% | 0% | 0% | 0% | [8 empty] | 0 | 0 | 0 | 0 | 0 | 0
A - Residential | Res Energy Star Appliance | Res Energy Star Appliance | Mini Split Heat Pump HSPF>=8.5, SEER >=15, EER>=12.5 cooling |  | HVAC |  | 12 |  |  |  | 0 | 0% | 0% | 0% | 100% | 100% | 100% | 100% | 100% | 100% |  | ls_68 | #N/A | #N/A | 0% | 0% | 0% | 0% |  | 0% | 0% | 0% | 0% | [8 empty] | 0 | 0 | 0 | 0 | 0 | 0
A - Residential | Res Energy Star Appliance | Res Energy Star Appliance | Mini Split Heat Pump HSPF>=8.5, SEER >=15, EER>=12.5 heating |  | HVAC |  | 12 |  |  |  | 0 | 0% | 0% | 0% | 100% | 100% | 100% | 100% | 100% | 100% |  | ls_68 | #N/A | #N/A | 0% | 0% | 0% | 0% |  | 0% | 0% | 0% | 0% | [8 empty] | 0 | 0 | 0 | 0 | 0 | 0
A - Residential | Res Energy Star Appliance | Res Energy Star Appliance | Ductless MS Cooling only SEER 20 (per ton) |  | HVAC |  | 12 |  |  |  | 0 | 0% | 0% | 0% | 100% | 100% | 100% | 100% | 100% | 100% |  | ls_68 | #N/A | #N/A | 0% | 0% | 0% | 0% |  | 0% | 0% | 0% | 0% | [8 empty] | 0 | 0 | 0 | 0 | 0 | 0
A - Residential | Res Energy Star Appliance | Res Energy Star Appliance | DHW: Heat Pump Water Heater 50 Gallon Electric, EF>=2.3 (ES=EF>=2.0) |  | Hot Water |  | 10 |  |  |  | 0 | 0% | 0% | 0% | 100% | 100% | 100% | 100% | 100% | 100% |  | ls_8 | #N/A | #N/A | 0% | 0% | 0% | 0% |  | 0% | 0% | 0% | 0% | [8 empty] | 0 | 0 | 0 | 0 | 0 | 0
A - Residential | Res Energy Star Appliance | Res Energy Star Appliance | DHW: Heat Pump Water Heater 80 Gallon Electric, EF>=2.3 (ES=EF>=2.0) |  | Hot Water |  | 10 |  |  |  | 0 | 0% | 0% | 0% | 100% | 100% | 100% | 100% | 100% | 100% |  | ls_8 | #N/A | #N/A | 0% | 0% | 0% | 0% |  | 0% | 0% | 0% | 0% | [8 empty] | 0 | 0 | 0 | 0 | 0 | 0
A - Residential | Res Energy Star Appliance | Res Energy Star Appliance | Energy Star WiFi Thermostat for Heat Pumps |  | HVAC |  | 12 |  |  |  | 0 | 0% | 0% | 0% | 100% | 100% | 100% | 100% | 100% | 100% |  | ls_11 | #N/A | #N/A | 0% | 0% | 0% | 0% |  | 0% | 0% | 0% | 0% | [8 empty] | 0 | 0 | 0 | 0 | 0 | 0
A - Residential | Res Energy Star Appliance | Res Energy Star Appliance | Mini Split Heat Pump HSPF>=10, SEER >=18, EER>=12.5 cooling |  | HVAC |  | 12 |  |  |  | 0 | 0% | 0% | 0% | 100% | 100% | 100% | 100% | 100% | 100% |  | ls_68 | #N/A | #N/A | 0% | 0% | 0% | 0% |  | 0% | 0% | 0% | 0% | [8 empty] | 0 | 0 | 0 | 0 | 0 | 0
A - Residential | Res Energy Star Appliance | Res Energy Star Appliance | Mini Split Heat Pump HSPF>=10, SEER >=18, EER>=12.5 heating |  | HVAC |  | 12 |  |  |  | 0 | 0% | 0% | 0% | 100% | 100% | 100% | 100% | 100% | 100% |  | ls_68 | #N/A | #N/A | 0% | 0% | 0% | 0% |  | 0% | 0% | 0% | 0% | [8 empty] | 0 | 0 | 0 | 0 | 0 | 0
A - Residential | Res Energy Star Appliance | Res Energy Star Appliance | Energy Star WiFi Thermostat for MS and CAC only |  | HVAC |  | 12 |  |  |  | 0 | 0% | 0% | 0% | 100% | 100% | 100% | 100% | 100% | 100% |  | ls_11 | #N/A | #N/A | 0% | 0% | 0% | 0% |  | 0% | 0% | 0% | 0% | [8 empty] | 0 | 0 | 0 | 0 | 0 | 0
A - Residential | Res Energy Star Appliance | Res Energy Star Appliance | Dehumidifiers | [7 empty] | 0 | 0% | 0% | 0% | 100% | 100% | 100% | 100% | 100% | 100% |  | custom | #N/A | Custom Calculation | 2% | 3% | 59% | 36% | 0.026 | 85% | 0% | 85% | 85% | [8 empty] | 0 | 0 | 0 | 0 | 0 | 0
A - Residential | Res Energy Star Appliance | Res Energy Star Appliance | Freezers |  | HVAC | [5 empty] | 0 | 0% | 0% | 0% | 100% | 100% | 100% | 100% | 100% | 100% |  | ls_76 | #N/A | #N/A | 0% | 0% | 0% | 0% |  | 0% | 0% | 0% | 0% | [8 empty] | 0 | 0 | 0 | 0 | 0 | 0
A - Residential | Res Energy Star Appliance | Res Energy Star Appliance | clothes dryers - Energy Star |  | Process | [5 empty] | 0 | 0% | 0% | 0% | 100% | 100% | 100% | 100% | 100% | 100% |  | ls_1 | #N/A | #N/A | 0% | 0% | 0% | 0% |  | 0% | 0% | 0% | 0% | [8 empty] | 0 | 0 | 0 | 0 | 0 | 0
A - Residential | Res Energy Star Appliance | Res Energy Star Appliance | Pool Pumps (upstream?) |  | Process | [5 empty] | 0 | 0% | 0% | 0% | 100% | 100% | 100% | 100% | 100% | 100% |  | custom | #N/A | Custom Calculation | 0% | 0% | 50% | 50% | 0.379 | 100% | 0% | 100% | 100% | [8 empty] | 0 | 0 | 0 | 0 | 0 | 0
A - Residential | Res Energy Star Appliance | Res Energy Star Appliance | televisions (not to be offered, leave in screen for 2018-2020) |  | Process | [5 empty] | 0 | 0% | 0% | 0% | 100% | 100% | 100% | 100% | 100% | 100% |  | ls_6 | #N/A | #N/A | 0% | 0% | 0% | 0% |  | 0% | 0% | 0% | 0% | [8 empty] | 0 | 0 | 0 | 0 | 0 | 0
A - Residential | Res Energy Star Appliance | Res Energy Star Appliance | monitors (not to be offered, leave in screen for 2018-2020) |  | Process | [5 empty] | 0 | 0% | 0% | 0% | 100% | 100% | 100% | 100% | 100% | 100% |  | ls_6 | #N/A | #N/A | 0% | 0% | 0% | 0% |  | 0% | 0% | 0% | 0% | [8 empty] | 0 | 0 | 0 | 0 | 0 | 0
A - Residential | Res Energy Star Appliance | Res Energy Star Appliance | ECM circulator pumps |  | HVAC | [5 empty] | 0 | 0% | 0% | 0% | 100% | 100% | 100% | 100% | 100% | 100% |  | ls_25 | #N/A | #N/A | 0% | 0% | 0% | 0% |  | 0% | 0% | 0% | 0% | [8 empty] | 0 | 0 | 0 | 0 | 0 | 0
A - Residential | Res Energy Star Appliance | Res Energy Star Appliance | wi-fi thermostats (not tied to MS and CAC) |  | HVAC | [5 empty] | 0 | 0% | 0% | 0% | 100% | 100% | 100% | 100% | 100% | 100% |  | ls_0 | #N/A | #N/A | 0% | 0% | 0% | 0% |  | 0% | 0% | 0% | 0% | [8 empty] | 0 | 0 | 0 | 0 | 0 | 0
A - Residential | Res Energy Star Appliance | Res Energy Star Appliance | Home Energy Managment Systems |  | HVAC | [5 empty] | 0 | 0% | 0% | 0% | 100% | 100% | 100% | 100% | 100% | 100% |  |  | #N/A | #N/A | 0% | 0% | 0% | 0% |  | 0% | 0% | 0% | 0% | [8 empty] | 0 | 0 | 0 | 0 | 0 | 0
A - Residential | Res Energy Star Appliance | Res Energy Star Appliance | heat recovery ventilator (in MA TRM) |  | HVAC | [5 empty] | 0 | 0% | 0% | 0% | 100% | 100% | 100% | 100% | 100% | 100% |  | ls_0 | #N/A | #N/A | 0% | 0% | 0% | 0% |  | 0% | 0% | 0% | 0% | [8 empty] | 0 | 0 | 0 | 0 | 0 | 0
A - Residential | Res Energy Star Appliance | Res Energy Star Appliance | electric water heating removal (VT TRM) | [7 empty] | 0 | 0% | 0% | 0% | 100% | 100% | 100% | 100% | 100% | 100% |  |  | #N/A | #N/A | 0% | 0% | 0% | 0% |  | 0% | 0% | 0% | 0% | [8 empty] | 0 | 0 | 0 | 0 | 0 | 0
A - Residential | Res Energy Star Appliance | Res Energy Star Appliance | electric clothes dryer w/fuel switch (VT TRM) | [7 empty] | 0 | 0% | 0% | 0% | 100% | 100% | 100% | 100% | 100% | 100% |  |  | #N/A | #N/A | 0% | 0% | 0% | 0% |  | 0% | 0% | 0% | 0% | [8 empty] | 0 | 0 | 0 | 0 | 0 | 0
A - Residential | Res Energy Star Appliance | Res Energy Star Appliance | aeraotrs and showerheads (VT TRM) for electric heating customers |  | Hot Water | [5 empty] | 0 | 0% | 0% | 0% | 100% | 100% | 100% | 100% | 100% | 100% |  | ls_8 | #N/A | #N/A | 0% | 0% | 0% | 0% |  | 0% | 0% | 0% | 0% | [8 empty] | 0 | 0 | 0 | 0 | 0 | 0
[11 empty] | 0 | [30 empty] | 0 | 0 | 0 | 0 | 0 | 0
[11 empty] | 0 | [30 empty] | 0 | 0 | 0 | 0 | 0 | 0
[11 empty] | 0 | [30 empty] | 0 | 0 | 0 | 0 | 0 | 0
[11 empty] | 0 | [30 empty] | 0 | 0 | 0 | 0 | 0 | 0
[11 empty] | 0 | [30 empty] | 0 | 0 | 0 | 0 | 0 | 0
A - Residential | Res Energy Star Lighting | Res Energy Star Lighting | Catalog/Online: CFLs multis |  | Lighting |  | 5 |  |  |  | 0 | 0% | 0% | 0% | 100% | 100% | 100% | 100% | 100% | 100% |  | ls_70 | #N/A | #N/A | 0% | 0% | 0% | 0% |  | 0% | 0% | 0% | 0% | [8 empty] | 0 | 0 | 0 | 0 | 0 | 0
A - Residential | Res Energy Star Lighting | Res Energy Star Lighting | Catalog/Online: LED Interior Fixtures |  | Lighting |  | 8 |  |  |  | 0 | 0% | 0% | 0% | 100% | 100% | 100% | 100% | 100% | 100% |  | ls_69 | #N/A | #N/A | 0% | 0% | 0% | 0% |  | 0% | 0% | 0% | 0% | [8 empty] | 0 | 0 | 0 | 0 | 0 | 0
A - Residential | Res Energy Star Lighting | Res Energy Star Lighting | Catalog/Online: LED Exterior Fixtures |  | Lighting |  | 8 |  |  |  | 0 | 0% | 0% | 0% | 100% | 100% | 100% | 100% | 100% | 100% |  | ls_71 | #N/A | #N/A | 0% | 0% | 0% | 0% |  | 0% | 0% | 0% | 0% | [8 empty] | 0 | 0 | 0 | 0 | 0 | 0
A - Residential | Res Energy Star Lighting | Res Energy Star Lighting | Catalog/Online: LED Single Pack |  | Lighting |  | 20 |  |  |  | 0 | 0% | 0% | 0% | 100% | 100% | 100% | 100% | 100% | 100% |  | ls_69 | #N/A | #N/A | 0% | 0% | 0% | 0% |  | 0% | 0% | 0% | 0% | [8 empty] | 0 | 0 | 0 | 0 | 0 | 0
A - Residential | Res Energy Star Lighting | Res Energy Star Lighting | Catalog/Online: LED Multipacks |  | Lighting |  | 20 |  |  |  | 0 | 0% | 0% | 0% | 100% | 100% | 100% | 100% | 100% | 100% |  | ls_69 | #N/A | #N/A | 0% | 0% | 0% | 0% |  | 0% | 0% | 0% | 0% | [8 empty] | 0 | 0 | 0 | 0 | 0 | 0
A - Residential | Res Energy Star Lighting | Res Energy Star Lighting | Catalog/Online: LED Specialty Bulb |  | Lighting |  | 10 |  |  |  | 0 | 0% | 0% | 0% | 100% | 100% | 100% | 100% | 100% | 100% |  | ls_69 | #N/A | #N/A | 0% | 0% | 0% | 0% |  | 0% | 0% | 0% | 0% | [8 empty] | 0 | 0 | 0 | 0 | 0 | 0
A - Residential | Res Energy Star Lighting | Res Energy Star Lighting | Retail/Coupon: CFLs multis |  | Lighting |  | 5 |  |  |  | 0 | 0% | 0% | 0% | 100% | 100% | 100% | 100% | 100% | 100% |  | ls_70 | #N/A | #N/A | 0% | 0% | 0% | 0% |  | 0% | 0% | 0% | 0% | [8 empty] | 0 | 0 | 0 | 0 | 0 | 0
A - Residential | Res Energy Star Lighting | Res Energy Star Lighting | Retail/Coupon: LED Interior Fixtures |  | Lighting |  | 8 |  |  |  | 0 | 0% | 0% | 0% | 100% | 100% | 100% | 100% | 100% | 100% |  | ls_69 | #N/A | #N/A | 0% | 0% | 0% | 0% |  | 0% | 0% | 0% | 0% | [8 empty] | 0 | 0 | 0 | 0 | 0 | 0
A - Residential | Res Energy Star Lighting | Res Energy Star Lighting | Retail/Coupon: LED Exterior Fixtures |  | Lighting |  | 8 |  |  |  | 0 | 0% | 0% | 0% | 100% | 100% | 100% | 100% | 100% | 100% |  | ls_71 | #N/A | #N/A | 0% | 0% | 0% | 0% |  | 0% | 0% | 0% | 0% | [8 empty] | 0 | 0 | 0 | 0 | 0 | 0
A - Residential | Res Energy Star Lighting | Res Energy Star Lighting | Retail/Coupon: LED Single Pack |  | Lighting |  | 20 |  |  |  | 0 | 0% | 0% | 0% | 100% | 100% | 100% | 100% | 100% | 100% |  | ls_69 | #N/A | #N/A | 0% | 0% | 0% | 0% |  | 0% | 0% | 0% | 0% | [8 empty] | 0 | 0 | 0 | 0 | 0 | 0
A - Residential | Res Energy Star Lighting | Res Energy Star Lighting | Retail/Coupon: LED Multipacks |  | Lighting |  | 20 |  |  |  | 0 | 0% | 0% | 0% | 100% | 100% | 100% | 100% | 100% | 100% |  | ls_69 | #N/A | #N/A | 0% | 0% | 0% | 0% |  | 0% | 0% | 0% | 0% | [8 empty] | 0 | 0 | 0 | 0 | 0 | 0
A - Residential | Res Energy Star Lighting | Res Energy Star Lighting | Retail/Coupon: LED Specialty Bulb |  | Lighting |  | 10 |  |  |  | 0 | 0% | 0% | 0% | 100% | 100% | 100% | 100% | 100% | 100% |  | ls_71 | #N/A | #N/A | 0% | 0% | 0% | 0% |  | 0% | 0% | 0% | 0% | [8 empty] | 0 | 0 | 0 | 0 | 0 | 0
A - Residential | Res Energy Star Lighting | Res Energy Star Lighting | Markdown: CFLs multis |  | Lighting |  | 5 |  |  |  | 0 | 0% | 0% | 0% | 100% | 100% | 100% | 100% | 100% | 100% |  | ls_70 | #N/A | #N/A | 0% | 0% | 0% | 0% |  | 0% | 0% | 0% | 0% | [8 empty] | 0 | 0 | 0 | 0 | 0 | 0
A - Residential | Res Energy Star Lighting | Res Energy Star Lighting | Markdown: LED Interior Fixtures |  | Lighting |  | 8 |  |  |  | 0 | 0% | 0% | 0% | 100% | 100% | 100% | 100% | 100% | 100% |  | ls_69 | #N/A | #N/A | 0% | 0% | 0% | 0% |  | 0% | 0% | 0% | 0% | [8 empty] | 0 | 0 | 0 | 0 | 0 | 0
A - Residential | Res Energy Star Lighting | Res Energy Star Lighting | Markdown: LED Exterior Fixtures |  | Lighting |  | 8 |  |  |  | 0 | 0% | 0% | 0% | 100% | 100% | 100% | 100% | 100% | 100% |  | ls_71 | #N/A | #N/A | 0% | 0% | 0% | 0% |  | 0% | 0% | 0% | 0% | [8 empty] | 0 | 0 | 0 | 0 | 0 | 0
A - Residential | Res Energy Star Lighting | Res Energy Star Lighting | Markdown: LED Single Pack |  | Lighting |  | 20 |  |  |  | 0 | 0% | 0% | 0% | 100% | 100% | 100% | 100% | 100% | 100% |  | ls_69 | #N/A | #N/A | 0% | 0% | 0% | 0% |  | 0% | 0% | 0% | 0% | [8 empty] | 0 | 0 | 0 | 0 | 0 | 0
A - Residential | Res Energy Star Lighting | Res Energy Star Lighting | Markdown: LED Multipacks |  | Lighting |  | 20 |  |  |  | 0 | 0% | 0% | 0% | 100% | 100% | 100% | 100% | 100% | 100% |  | ls_69 | #N/A | #N/A | 0% | 0% | 0% | 0% |  | 0% | 0% | 0% | 0% | [8 empty] | 0 | 0 | 0 | 0 | 0 | 0
A - Residential | Res Energy Star Lighting | Res Energy Star Lighting | Markdown: LED Specialty Bulb |  | Lighting |  | 10 |  |  |  | 0 | 0% | 0% | 0% | 100% | 100% | 100% | 100% | 100% | 100% |  | ls_69 | #N/A | #N/A | 0% | 0% | 0% | 0% |  | 0% | 0% | 0% | 0% | [8 empty] | 0 | 0 | 0 | 0 | 0 | 0
[11 empty] | 0 | [30 empty] | 0 | 0 | 0 | 0 | 0 | 0
[11 empty] | 0 | [30 empty] | 0 | 0 | 0 | 0 | 0 | 0
[11 empty] | 0 | [30 empty] | 0 | 0 | 0 | 0 | 0 | 0
[11 empty] | 0 | [30 empty] | 0 | 0 | 0 | 0 | 0 | 0
[11 empty] | 0 | [30 empty] | 0 | 0 | 0 | 0 | 0 | 0
[11 empty] | 0 | [30 empty] | 0 | 0 | 0 | 0 | 0 | 0
B - Low-Income | Home Energy Assistance | Home Energy Assistance | LEDs |  | Lighting |  | 20 |  |  |  | 0 | 0% | 0% | 0% | 100% | 100% | 100% | 100% | 100% | 100% |  | ls_69 | #N/A | #N/A | 0% | 0% | 0% | 0% |  | 0% | 0% | 0% | 0% | [8 empty] | 0 | 0 | 0 | 0 | 0 | 0
B - Low-Income | Home Energy Assistance | Home Energy Assistance | Refrigerator - SF |  | Process |  | 12 |  |  |  | 0 | 0% | 0% | 0% | 100% | 100% | 100% | 100% | 100% | 100% |  | ls_7 | #N/A | #N/A | 0% | 0% | 0% | 0% |  | 0% | 0% | 0% | 0% | [8 empty] | 0 | 0 | 0 | 0 | 0 | 0
B - Low-Income | Home Energy Assistance | Home Energy Assistance | Refrigerator - MF |  | Process |  | 12 |  |  |  | 0 | 0% | 0% | 0% | 100% | 100% | 100% | 100% | 100% | 100% |  | ls_36 | #N/A | #N/A | 0% | 0% | 0% | 0% |  | 0% | 0% | 0% | 0% | [8 empty] | 0 | 0 | 0 | 0 | 0 | 0
B - Low-Income | Home Energy Assistance | Home Energy Assistance | Weatherization - SF Oil |  | Envelope |  | 20 |  |  |  | 0 | 0% | 0% | 0% | 100% | 100% | 100% | 100% | 100% | 100% |  | ls_77 | #N/A | #N/A | 0% | 0% | 0% | 0% |  | 0% | 0% | 0% | 0% | [8 empty] | 0 | 0 | 0 | 0 | 0 | 0
B - Low-Income | Home Energy Assistance | Home Energy Assistance | Weatherization - SF Electric |  | Envelope |  | 20 |  |  |  | 0 | 0% | 0% | 0% | 100% | 100% | 100% | 100% | 100% | 100% |  | ls_3 | [19 empty] | 0 | 0 | 0 | 0 | 0 | 0
B - Low-Income | Home Energy Assistance | Home Energy Assistance | Weatherization - SF Propane |  | Envelope |  | 20 |  |  |  | 0 | 0% | 0% | 0% | 100% | 100% | 100% | 100% | 100% | 100% |  | ls_75 | [19 empty] | 0 | 0 | 0 | 0 | 0 | 0
B - Low-Income | Home Energy Assistance | Home Energy Assistance | Weatherization - MF Oil |  | Envelope |  | 20 |  |  |  | 0 | 0% | 0% | 0% | 100% | 100% | 100% | 100% | 100% | 100% |  | ls_23 | #N/A | #N/A | 0% | 0% | 0% | 0% |  | 0% | 0% | 0% | 0% | [8 empty] | 0 | 0 | 0 | 0 | 0 | 0
B - Low-Income | Home Energy Assistance | Home Energy Assistance | Weatherization - MF Electric |  | Envelope |  | 20 |  |  |  | 0 | 0% | 0% | 0% | 100% | 100% | 100% | 100% | 100% | 100% |  | ls_12 | [19 empty] | 0 | 0 | 0 | 0 | 0 | 0
B - Low-Income | Home Energy Assistance | Home Energy Assistance | Weatherization - MF Propane |  | Envelope |  | 20 |  |  |  | 0 | 0% | 0% | 0% | 100% | 100% | 100% | 100% | 100% | 100% |  | ls_23 | [19 empty] | 0 | 0 | 0 | 0 | 0 | 0
B - Low-Income | Home Energy Assistance | Home Energy Assistance | Aerators and showerheads - Electric |  | Hot Water |  | 7 |  |  |  | 0 | 0% | 0% | 0% | 100% | 100% | 100% | 100% | 100% | 100% |  | ls_8 | #N/A | #N/A | 0% | 0% | 0% | 0% |  | 0% | 0% | 0% | 0% | [8 empty] | 0 | 0 | 0 | 0 | 0 | 0
B - Low-Income | Home Energy Assistance | Home Energy Assistance | Aerators and showerheads - Non Electric |  | Hot Water |  | 7 |  |  |  | 0 | 0% | 0% | 0% | 100% | 100% | 100% | 100% | 100% | 100% |  | ls_0 | #N/A | #N/A | 0% | 0% | 0% | 0% |  | 0% | 0% | 0% | 0% | [8 empty] | 0 | 0 | 0 | 0 | 0 | 0
B - Low-Income | Home Energy Assistance | Home Energy Assistance | Thermostats - Electric |  | HVAC |  | 15 |  |  |  | 0 | 0% | 0% | 0% | 100% | 100% | 100% | 100% | 100% | 100% |  | ls_11 | #N/A | #N/A | 0% | 0% | 0% | 0% |  | 0% | 0% | 0% | 0% | [8 empty] | 0 | 0 | 0 | 0 | 0 | 0
B - Low-Income | Home Energy Assistance | Home Energy Assistance | Thermostats - Non Electric |  | HVAC |  | 15 |  |  |  | 0 | 0% | 0% | 0% | 100% | 100% | 100% | 100% | 100% | 100% |  | ls_0 | #N/A | #N/A | 0% | 0% | 0% | 0% |  | 0% | 0% | 0% | 0% | [8 empty] | 0 | 0 | 0 | 0 | 0 | 0
B - Low-Income | Home Energy Assistance | Home Energy Assistance | Boiler Replacement AFUE>=85% |  | HVAC |  | 20 |  |  |  | 0 | 0% | 0% | 0% | 100% | 100% | 100% | 100% | 100% | 100% |  | ls_0 | #N/A | #N/A | 0% | 0% | 0% | 0% |  | 0% | 0% | 0% | 0% | [8 empty] | 0 | 0 | 0 | 0 | 0 | 0
B - Low-Income | Home Energy Assistance | Home Energy Assistance | Furnace Replacement AFUE >=85% w/ECM |  | HVAC |  | 18 |  |  |  | 0 | 0% | 0% | 0% | 100% | 100% | 100% | 100% | 100% | 100% |  | ls_73 | #N/A | #N/A | 0% | 0% | 0% | 0% |  | 0% | 0% | 0% | 0% | [8 empty] | 0 | 0 | 0 | 0 | 0 | 0
B - Low-Income | Home Energy Assistance | Home Energy Assistance | DHW Pipe Wrap - Electric |  | Hot Water |  | 7 |  |  |  | 0 | 0% | 0% | 0% | 100% | 100% | 100% | 100% | 100% | 100% |  | ls_8 | #N/A | #N/A | 0% | 0% | 0% | 0% |  | 0% | 0% | 0% | 0% | [8 empty] | 0 | 0 | 0 | 0 | 0 | 0
B - Low-Income | Home Energy Assistance | Home Energy Assistance | DHW Pipe Wrap - Non Electric |  | Hot Water |  | 7 |  |  |  | 0 | 0% | 0% | 0% | 100% | 100% | 100% | 100% | 100% | 100% |  | ls_0 | #N/A | #N/A | 0% | 0% | 0% | 0% |  | 0% | 0% | 0% | 0% | [8 empty] | 0 | 0 | 0 | 0 | 0 | 0
B - Low-Income | Home Energy Assistance | Home Energy Assistance | Wxn Heating Ancillary Savings |  |  |  | 20 |  |  |  | 0 | 0% | 0% | 0% | 100% | 100% | 100% | 100% | 100% | 100% |  |  | #N/A | #N/A | 0% | 0% | 0% | 0% |  | 0% | 0% | 0% | 0% | [8 empty] | 0 | 0 | 0 | 0 | 0 | 0
B - Low-Income | Home Energy Assistance | Home Energy Assistance | Cooling system Ancillary Savings |  |  |  | 20 |  |  |  | 0 | 0% | 0% | 0% | 100% | 100% | 100% | 100% | 100% | 100% |  |  | #N/A | #N/A | 0% | 0% | 0% | 0% |  | 0% | 0% | 0% | 0% | [8 empty] | 0 | 0 | 0 | 0 | 0 | 0
B - Low-Income | Home Energy Assistance | Home Energy Assistance | Non-Energy Saving Measures (CO detectors, fans, vents) |  |  |  | 1 |  |  |  | 0 | 0% | 0% | 0% | 100% | 100% | 100% | 100% | 100% | 100% |  | ls_0 | #N/A | #N/A | 0% | 0% | 0% | 0% |  | 0% | 0% | 0% | 0% | [8 empty] | 0 | 0 | 0 | 0 | 0 | 0
B - Low-Income | Home Energy Assistance | Home Energy Assistance | audits |  |  |  | 1 |  |  |  | 0 | 0% | 0% | 0% | 100% | 100% | 100% | 100% | 100% | 100% |  | ls_0 | #N/A | #N/A | 0% | 0% | 0% | 0% |  | 0% | 0% | 0% | 0% | [8 empty] | 0 | 0 | 0 | 0 | 0 | 0
[11 empty] | 0 | [30 empty] | 0 | 0 | 0 | 0 | 0 | 0
[11 empty] | 0 | [30 empty] | 0 | 0 | 0 | 0 | 0 | 0
[11 empty] | 0 | [30 empty] | 0 | 0 | 0 | 0 | 0 | 0
[11 empty] | 0 | [30 empty] | 0 | 0 | 0 | 0 | 0 | 0
[11 empty] | 0 | [30 empty] | 0 | 0 | 0 | 0 | 0 | 0
C - Commercial & Industrial | Large Business Energy Solutions | Large Business New Equipment and Construction | Lighting - Fluorescents - Retro |  | Lighting |  | 13 |  |  |  | 0 | 0% | 0% | 0% | 100% | 100% | 100% | 100% | 100% | 100% |  |  | #N/A | #N/A | 0% | 0% | 0% | 0% |  | 0% | 0% | 0% | 0% | [8 empty] | 0 | 0 | 0 | 0 | 0 | 0
C - Commercial & Industrial | Large Business Energy Solutions | Large Business New Equipment and Construction | Lighting - Fluorescents - New |  | Lighting |  | 15 |  |  |  | 0 | 0% | 0% | 0% | 100% | 100% | 100% | 100% | 100% | 100% |  |  | #N/A | #N/A | 0% | 0% | 0% | 0% |  | 0% | 0% | 0% | 0% | [8 empty] | 0 | 0 | 0 | 0 | 0 | 0
C - Commercial & Industrial | Large Business Energy Solutions | Large Business New Equipment and Construction | Lighting LEDs - Retro |  | Lighting |  | 13 |  |  |  | 0 | 0% | 0% | 0% | 100% | 100% | 100% | 100% | 100% | 100% |  |  | #N/A | #N/A | 0% | 0% | 0% | 0% |  | 0% | 0% | 0% | 0% | [8 empty] | 0 | 0 | 0 | 0 | 0 | 0
C - Commercial & Industrial | Large Business Energy Solutions | Large Business New Equipment and Construction | Lighting LEDs - New |  | Lighting |  | 15 |  |  |  | 0 | 0% | 0% | 0% | 100% | 100% | 100% | 100% | 100% | 100% |  |  | #N/A | #N/A | 0% | 0% | 0% | 0% |  | 0% | 0% | 0% | 0% | [8 empty] | 0 | 0 | 0 | 0 | 0 | 0
C - Commercial & Industrial | Large Business Energy Solutions | Large Business New Equipment and Construction | VFD - Retro |  | Motors/Drives |  | 13 |  |  |  | 0 | 0% | 0% | 0% | 100% | 100% | 100% | 100% | 100% | 100% |  |  | #N/A | #N/A | 0% | 0% | 0% | 0% |  | 0% | 0% | 0% | 0% | [8 empty] | 0 | 0 | 0 | 0 | 0 | 0
C - Commercial & Industrial | Large Business Energy Solutions | Large Business New Equipment and Construction | Air Compressors - Retro |  | Compressed Air |  | 13 |  |  |  | 0 | 0% | 0% | 0% | 100% | 100% | 100% | 100% | 100% | 100% |  |  | #N/A | #N/A | 0% | 0% | 0% | 0% |  | 0% | 0% | 0% | 0% | [8 empty] | 0 | 0 | 0 | 0 | 0 | 0
C - Commercial & Industrial | Large Business Energy Solutions | Large Business New Equipment and Construction | Unitary AC - New |  | HVAC |  | 15 |  |  |  | 0 | 0% | 0% | 0% | 100% | 100% | 100% | 100% | 100% | 100% |  |  | #N/A | #N/A | 0% | 0% | 0% | 0% |  | 0% | 0% | 0% | 0% | [8 empty] | 0 | 0 | 0 | 0 | 0 | 0
C - Commercial & Industrial | Large Business Energy Solutions | Large Business New Equipment and Construction | Custom - Process |  | Process |  | 15 |  |  |  | 0 | 0% | 0% | 0% | 100% | 100% | 100% | 100% | 100% | 100% |  |  | #N/A | #N/A | 0% | 0% | 0% | 0% |  | 0% | 0% | 0% | 0% | [8 empty] | 0 | 0 | 0 | 0 | 0 | 0
C - Commercial & Industrial | Large Business Energy Solutions | Large Business New Equipment and Construction | Custom - Other |  |  |  | 15 |  |  |  | 0 | 0% | 0% | 0% | 100% | 100% | 100% | 100% | 100% | 100% |  |  | #N/A | #N/A | 0% | 0% | 0% | 0% |  | 0% | 0% | 0% | 0% | [8 empty] | 0 | 0 | 0 | 0 | 0 | 0
C - Commercial & Industrial | Large Business Energy Solutions | Large Business New Equipment and Construction | CHP Pilot Measure |  | HVAC |  | 15 |  |  |  | 0 | 0% | 0% | 0% | 100% | 100% | 100% | 100% | 100% | 100% |  |  | #N/A | #N/A | 0% | 0% | 0% | 0% |  | 0% | 0% | 0% | 0% | [8 empty] | 0 | 0 | 0 | 0 | 0 | 0
C - Commercial & Industrial | Large Business Energy Solutions | Large Business New Equipment and Construction | Process |  | Process |  | 13 |  |  |  | 0 | 0% | 0% | 0% | 100% | 100% | 100% | 100% | 100% | 100% |  |  | #N/A | #N/A | 0% | 0% | 0% | 0% |  | 0% | 0% | 0% | 0% | [8 empty] | 0 | 0 | 0 | 0 | 0 | 0
C - Commercial & Industrial | Large Business Energy Solutions | Large Business New Equipment and Construction | Occupancy Sensors |  | Lighting |  | 13 |  |  |  | 0 | 0% | 0% | 0% | 100% | 100% | 100% | 100% | 100% | 100% |  |  | #N/A | #N/A | 0% | 0% | 0% | 0% |  | 0% | 0% | 0% | 0% | [8 empty] | 0 | 0 | 0 | 0 | 0 | 0
[11 empty] | 0 | [30 empty] | 0 | 0 | 0 | 0 | 0 | 0
[11 empty] | 0 | [30 empty] | 0 | 0 | 0 | 0 | 0 | 0
[11 empty] | 0 | [30 empty] | 0 | 0 | 0 | 0 | 0 | 0
[11 empty] | 0 | [30 empty] | 0 | 0 | 0 | 0 | 0 | 0
[11 empty] | 0 | [30 empty] | 0 | 0 | 0 | 0 | 0 | 0
C - Commercial & Industrial | Large Business Energy Solutions | Large Business Retrofit | Lighting - Fluorescents - Retro |  | Lighting |  | 13 |  |  |  | 0 | 0% | 0% | 0% | 100% | 100% | 100% | 100% | 100% | 100% |  |  | #N/A | #N/A | 0% | 0% | 0% | 0% |  | 0% | 0% | 0% | 0% | [8 empty] | 0 | 0 | 0 | 0 | 0 | 0
C - Commercial & Industrial | Large Business Energy Solutions | Large Business Retrofit | Lighting - Fluorescents - New |  | Lighting |  | 15 |  |  |  | 0 | 0% | 0% | 0% | 100% | 100% | 100% | 100% | 100% | 100% |  |  | #N/A | #N/A | 0% | 0% | 0% | 0% |  | 0% | 0% | 0% | 0% | [8 empty] | 0 | 0 | 0 | 0 | 0 | 0
C - Commercial & Industrial | Large Business Energy Solutions | Large Business Retrofit | Lighting LEDs - Retro |  | Lighting |  | 13 |  |  |  | 0 | 0% | 0% | 0% | 100% | 100% | 100% | 100% | 100% | 100% |  |  | #N/A | #N/A | 0% | 0% | 0% | 0% |  | 0% | 0% | 0% | 0% | [8 empty] | 0 | 0 | 0 | 0 | 0 | 0
C - Commercial & Industrial | Large Business Energy Solutions | Large Business Retrofit | Lighting LEDs - New |  | Lighting |  | 15 |  |  |  | 0 | 0% | 0% | 0% | 100% | 100% | 100% | 100% | 100% | 100% |  |  | #N/A | #N/A | 0% | 0% | 0% | 0% |  | 0% | 0% | 0% | 0% | [8 empty] | 0 | 0 | 0 | 0 | 0 | 0
C - Commercial & Industrial | Large Business Energy Solutions | Large Business Retrofit | VFD - Retro |  | Motors/Drives |  | 13 |  |  |  | 0 | 0% | 0% | 0% | 100% | 100% | 100% | 100% | 100% | 100% |  |  | #N/A | #N/A | 0% | 0% | 0% | 0% |  | 0% | 0% | 0% | 0% | [8 empty] | 0 | 0 | 0 | 0 | 0 | 0
C - Commercial & Industrial | Large Business Energy Solutions | Large Business Retrofit | Air Compressors - Retro |  | Compressed Air |  | 13 |  |  |  | 0 | 0% | 0% | 0% | 100% | 100% | 100% | 100% | 100% | 100% |  |  | #N/A | #N/A | 0% | 0% | 0% | 0% |  | 0% | 0% | 0% | 0% | [8 empty] | 0 | 0 | 0 | 0 | 0 | 0
C - Commercial & Industrial | Large Business Energy Solutions | Large Business Retrofit | Unitary AC - New |  | HVAC |  | 15 |  |  |  | 0 | 0% | 0% | 0% | 100% | 100% | 100% | 100% | 100% | 100% |  |  | #N/A | #N/A | 0% | 0% | 0% | 0% |  | 0% | 0% | 0% | 0% | [8 empty] | 0 | 0 | 0 | 0 | 0 | 0
C - Commercial & Industrial | Large Business Energy Solutions | Large Business Retrofit | Custom - Process |  | Process |  | 15 |  |  |  | 0 | 0% | 0% | 0% | 100% | 100% | 100% | 100% | 100% | 100% |  |  | #N/A | #N/A | 0% | 0% | 0% | 0% |  | 0% | 0% | 0% | 0% | [8 empty] | 0 | 0 | 0 | 0 | 0 | 0
C - Commercial & Industrial | Large Business Energy Solutions | Large Business Retrofit | Custom - Other |  |  |  | 15 |  |  |  | 0 | 0% | 0% | 0% | 100% | 100% | 100% | 100% | 100% | 100% |  |  | #N/A | #N/A | 0% | 0% | 0% | 0% |  | 0% | 0% | 0% | 0% | [8 empty] | 0 | 0 | 0 | 0 | 0 | 0
C - Commercial & Industrial | Large Business Energy Solutions | Large Business Retrofit | CHP Pilot Measure |  | HVAC |  | 15 |  |  |  | 0 | 0% | 0% | 0% | 100% | 100% | 100% | 100% | 100% | 100% |  |  | #N/A | #N/A | 0% | 0% | 0% | 0% |  | 0% | 0% | 0% | 0% | [8 empty] | 0 | 0 | 0 | 0 | 0 | 0
C - Commercial & Industrial | Large Business Energy Solutions | Large Business Retrofit | Process |  | Process |  | 13 |  |  |  | 0 | 0% | 0% | 0% | 100% | 100% | 100% | 100% | 100% | 100% |  |  | #N/A | #N/A | 0% | 0% | 0% | 0% |  | 0% | 0% | 0% | 0% | [8 empty] | 0 | 0 | 0 | 0 | 0 | 0
C - Commercial & Industrial | Large Business Energy Solutions | Large Business Retrofit | Occupancy Sensors |  | Lighting |  | 13 |  |  |  | 0 | 0% | 0% | 0% | 100% | 100% | 100% | 100% | 100% | 100% |  |  | #N/A | #N/A | 0% | 0% | 0% | 0% |  | 0% | 0% | 0% | 0% | [8 empty] | 0 | 0 | 0 | 0 | 0 | 0
[11 empty] | 0 | [30 empty] | 0 | 0 | 0 | 0 | 0 | 0
[11 empty] | 0 | [30 empty] | 0 | 0 | 0 | 0 | 0 | 0
[11 empty] | 0 | [30 empty] | 0 | 0 | 0 | 0 | 0 | 0
[11 empty] | 0 | [30 empty] | 0 | 0 | 0 | 0 | 0 | 0
[11 empty] | 0 | [30 empty] | 0 | 0 | 0 | 0 | 0 | 0
C - Commercial & Industrial | Small Business Energy Solutions | Small Business Retrofit | Lighting - Fluorescents - Retro |  | Lighting |  | 13 |  |  |  | 0 | 0% | 0% | 0% | 100% | 100% | 100% | 100% | 100% | 100% |  |  | #N/A | #N/A | 0% | 0% | 0% | 0% |  | 0% | 0% | 0% | 0% | [8 empty] | 0 | 0 | 0 | 0 | 0 | 0
C - Commercial & Industrial | Small Business Energy Solutions | Small Business Retrofit | Lighting LEDs - Retro |  | Lighting |  | 13 |  |  |  | 0 | 0% | 0% | 0% | 100% | 100% | 100% | 100% | 100% | 100% |  |  | #N/A | #N/A | 0% | 0% | 0% | 0% |  | 0% | 0% | 0% | 0% | [8 empty] | 0 | 0 | 0 | 0 | 0 | 0
C - Commercial & Industrial | Small Business Energy Solutions | Small Business Retrofit | Lighting - Fluorescents - New |  | Lighting |  | 15 |  |  |  | 0 | 0% | 0% | 0% | 100% | 100% | 100% | 100% | 100% | 100% |  |  | #N/A | #N/A | 0% | 0% | 0% | 0% |  | 0% | 0% | 0% | 0% | [8 empty] | 0 | 0 | 0 | 0 | 0 | 0
C - Commercial & Industrial | Small Business Energy Solutions | Small Business Retrofit | Lighting - LEDs - New |  | Lighting |  | 15 |  |  |  | 0 | 0% | 0% | 0% | 100% | 100% | 100% | 100% | 100% | 100% |  |  | #N/A | #N/A | 0% | 0% | 0% | 0% |  | 0% | 0% | 0% | 0% | [8 empty] | 0 | 0 | 0 | 0 | 0 | 0
C - Commercial & Industrial | Small Business Energy Solutions | Small Business Retrofit | Custom |  |  |  | 13 |  |  |  | 0 | 0% | 0% | 0% | 100% | 100% | 100% | 100% | 100% | 100% |  |  | #N/A | #N/A | 0% | 0% | 0% | 0% |  | 0% | 0% | 0% | 0% | [8 empty] | 0 | 0 | 0 | 0 | 0 | 0
C - Commercial & Industrial | Small Business Energy Solutions | Small Business Retrofit | Air Compressors |  | Compressed Air |  | 15 |  |  |  | 0 | 0% | 0% | 0% | 100% | 100% | 100% | 100% | 100% | 100% |  |  | #N/A | #N/A | 0% | 0% | 0% | 0% |  | 0% | 0% | 0% | 0% | [8 empty] | 0 | 0 | 0 | 0 | 0 | 0
C - Commercial & Industrial | Small Business Energy Solutions | Small Business Retrofit | Energy Management System |  | HVAC |  | 15 |  |  |  | 0 | 0% | 0% | 0% | 100% | 100% | 100% | 100% | 100% | 100% |  |  | #N/A | #N/A | 0% | 0% | 0% | 0% |  | 0% | 0% | 0% | 0% | [8 empty] | 0 | 0 | 0 | 0 | 0 | 0
C - Commercial & Industrial | Small Business Energy Solutions | Small Business Retrofit | VFDs |  | Motors/Drives |  | 13 |  |  |  | 0 | 0% | 0% | 0% | 100% | 100% | 100% | 100% | 100% | 100% |  |  | #N/A | #N/A | 0% | 0% | 0% | 0% |  | 0% | 0% | 0% | 0% | [8 empty] | 0 | 0 | 0 | 0 | 0 | 0
C - Commercial & Industrial | Small Business Energy Solutions | Small Business Retrofit | ECMs |  | HVAC |  | 15 |  |  |  | 0 | 0% | 0% | 0% | 100% | 100% | 100% | 100% | 100% | 100% |  |  | #N/A | #N/A | 0% | 0% | 0% | 0% |  | 0% | 0% | 0% | 0% | [8 empty] | 0 | 0 | 0 | 0 | 0 | 0
C - Commercial & Industrial | Small Business Energy Solutions | Small Business Retrofit | Mini Split HP SEER 19, EER 12.83 HSPF 10 (Heating) |  | HVAC |  | 12 |  |  |  | 0 | 0% | 0% | 0% | 100% | 100% | 100% | 100% | 100% | 100% |  |  | #N/A | #N/A | 0% | 0% | 0% | 0% |  | 0% | 0% | 0% | 0% | [8 empty] | 0 | 0 | 0 | 0 | 0 | 0
C - Commercial & Industrial | Small Business Energy Solutions | Small Business Retrofit | Mini Split HP SEER 19, EER 12.83 HSPF 10 (Cooling) |  | HVAC |  | 12 |  |  |  | 0 | 0% | 0% | 0% | 100% | 100% | 100% | 100% | 100% | 100% |  |  | #N/A | #N/A | 0% | 0% | 0% | 0% |  | 0% | 0% | 0% | 0% | [8 empty] | 0 | 0 | 0 | 0 | 0 | 0
C - Commercial & Industrial | Small Business Energy Solutions | Small Business Retrofit | Air Conditioning |  | HVAC |  | 15 |  |  |  | 0 | 0% | 0% | 0% | 100% | 100% | 100% | 100% | 100% | 100% |  |  | #N/A | #N/A | 0% | 0% | 0% | 0% |  | 0% | 0% | 0% | 0% | [8 empty] | 0 | 0 | 0 | 0 | 0 | 0
[11 empty] | 0 | [30 empty] | 0 | 0 | 0 | 0 | 0 | 0
[11 empty] | 0 | [30 empty] | 0 | 0 | 0 | 0 | 0 | 0
[11 empty] | 0 | [30 empty] | 0 | 0 | 0 | 0 | 0 | 0
[11 empty] | 0 | [30 empty] | 0 | 0 | 0 | 0 | 0 | 0
[11 empty] | 0 | [30 empty] | 0 | 0 | 0 | 0 | 0 | 0
C - Commercial & Industrial | Small Business Energy Solutions | Small Business New Equipment and Construction | Lighting - Fluorescents - Retro |  | Lighting |  | 13 |  |  |  | 0 | 0% | 0% | 0% | 100% | 100% | 100% | 100% | 100% | 100% |  |  | #N/A | #N/A | 0% | 0% | 0% | 0% |  | 0% | 0% | 0% | 0% | [8 empty] | 0 | 0 | 0 | 0 | 0 | 0
C - Commercial & Industrial | Small Business Energy Solutions | Small Business New Equipment and Construction | Lighting LEDs - Retro |  | Lighting |  | 13 |  |  |  | 0 | 0% | 0% | 0% | 100% | 100% | 100% | 100% | 100% | 100% |  |  | #N/A | #N/A | 0% | 0% | 0% | 0% |  | 0% | 0% | 0% | 0% | [8 empty] | 0 | 0 | 0 | 0 | 0 | 0
C - Commercial & Industrial | Small Business Energy Solutions | Small Business New Equipment and Construction | Lighting - Fluorescents - New |  | Lighting |  | 15 |  |  |  | 0 | 0% | 0% | 0% | 100% | 100% | 100% | 100% | 100% | 100% |  |  | #N/A | #N/A | 0% | 0% | 0% | 0% |  | 0% | 0% | 0% | 0% | [8 empty] | 0 | 0 | 0 | 0 | 0 | 0
C - Commercial & Industrial | Small Business Energy Solutions | Small Business New Equipment and Construction | Lighting - LEDs - New |  | Lighting |  | 15 |  |  |  | 0 | 0% | 0% | 0% | 100% | 100% | 100% | 100% | 100% | 100% |  |  | #N/A | #N/A | 0% | 0% | 0% | 0% |  | 0% | 0% | 0% | 0% | [8 empty] | 0 | 0 | 0 | 0 | 0 | 0
C - Commercial & Industrial | Small Business Energy Solutions | Small Business New Equipment and Construction | Custom |  |  |  | 13 |  |  |  | 0 | 0% | 0% | 0% | 100% | 100% | 100% | 100% | 100% | 100% |  |  | #N/A | #N/A | 0% | 0% | 0% | 0% |  | 0% | 0% | 0% | 0% | [8 empty] | 0 | 0 | 0 | 0 | 0 | 0
C - Commercial & Industrial | Small Business Energy Solutions | Small Business New Equipment and Construction | Air Compressors |  | Compressed Air |  | 15 |  |  |  | 0 | 0% | 0% | 0% | 100% | 100% | 100% | 100% | 100% | 100% |  |  | #N/A | #N/A | 0% | 0% | 0% | 0% |  | 0% | 0% | 0% | 0% | [8 empty] | 0 | 0 | 0 | 0 | 0 | 0
C - Commercial & Industrial | Small Business Energy Solutions | Small Business New Equipment and Construction | Energy Management System |  | HVAC |  | 15 |  |  |  | 0 | 0% | 0% | 0% | 100% | 100% | 100% | 100% | 100% | 100% |  |  | #N/A | #N/A | 0% | 0% | 0% | 0% |  | 0% | 0% | 0% | 0% | [8 empty] | 0 | 0 | 0 | 0 | 0 | 0
C - Commercial & Industrial | Small Business Energy Solutions | Small Business New Equipment and Construction | VFDs |  | Motors/Drives |  | 13 |  |  |  | 0 | 0% | 0% | 0% | 100% | 100% | 100% | 100% | 100% | 100% |  |  | #N/A | #N/A | 0% | 0% | 0% | 0% |  | 0% | 0% | 0% | 0% | [8 empty] | 0 | 0 | 0 | 0 | 0 | 0
C - Commercial & Industrial | Small Business Energy Solutions | Small Business New Equipment and Construction | ECMs |  | HVAC |  | 15 |  |  |  | 0 | 0% | 0% | 0% | 100% | 100% | 100% | 100% | 100% | 100% |  |  | #N/A | #N/A | 0% | 0% | 0% | 0% |  | 0% | 0% | 0% | 0% | [8 empty] | 0 | 0 | 0 | 0 | 0 | 0
C - Commercial & Industrial | Small Business Energy Solutions | Small Business New Equipment and Construction | Mini Split HP SEER 19, EER 12.83 HSPF 10 (Heating) |  | HVAC |  | 12 |  |  |  | 0 | 0% | 0% | 0% | 100% | 100% | 100% | 100% | 100% | 100% |  |  | #N/A | #N/A | 0% | 0% | 0% | 0% |  | 0% | 0% | 0% | 0% | [8 empty] | 0 | 0 | 0 | 0 | 0 | 0
C - Commercial & Industrial | Small Business Energy Solutions | Small Business New Equipment and Construction | Mini Split HP SEER 19, EER 12.83 HSPF 10 (Cooling) |  | HVAC |  | 12 |  |  |  | 0 | 0% | 0% | 0% | 100% | 100% | 100% | 100% | 100% | 100% |  |  | #N/A | #N/A | 0% | 0% | 0% | 0% |  | 0% | 0% | 0% | 0% | [8 empty] | 0 | 0 | 0 | 0 | 0 | 0
C - Commercial & Industrial | Small Business Energy Solutions | Small Business New Equipment and Construction | Air Conditioning |  | HVAC |  | 15 |  |  |  | 0 | 0% | 0% | 0% | 100% | 100% | 100% | 100% | 100% | 100% |  |  | #N/A | #N/A | 0% | 0% | 0% | 0% |  | 0% | 0% | 0% | 0% | [8 empty] | 0 | 0 | 0 | 0 | 0 | 0
[11 empty] | 0 | [30 empty] | 0 | 0 | 0 | 0 | 0 | 0
[11 empty] | 0 | [30 empty] | 0 | 0 | 0 | 0 | 0 | 0
[11 empty] | 0 | [30 empty] | 0 | 0 | 0 | 0 | 0 | 0
[11 empty] | 0 | [30 empty] | 0 | 0 | 0 | 0 | 0 | 0
[11 empty] | 0 | [30 empty] | 0 | 0 | 0 | 0 | 0 | 0
C - Commercial & Industrial | Small Business Energy Solutions | Small Business Direct Install | Lighting - Fluorescents - Retro |  | Lighting |  | 13 |  |  |  | 0 | 0% | 0% | 0% | 100% | 100% | 100% | 100% | 100% | 100% |  |  | #N/A | #N/A | 0% | 0% | 0% | 0% |  | 0% | 0% | 0% | 0% | [8 empty] | 0 | 0 | 0 | 0 | 0 | 0
C - Commercial & Industrial | Small Business Energy Solutions | Small Business Direct Install | Lighting LEDs - Retro |  | Lighting |  | 13 |  |  |  | 0 | 0% | 0% | 0% | 100% | 100% | 100% | 100% | 100% | 100% |  |  | #N/A | #N/A | 0% | 0% | 0% | 0% |  | 0% | 0% | 0% | 0% | [8 empty] | 0 | 0 | 0 | 0 | 0 | 0
C - Commercial & Industrial | Small Business Energy Solutions | Small Business Direct Install | Lighting - Fluorescents - New |  | Lighting |  | 15 |  |  |  | 0 | 0% | 0% | 0% | 100% | 100% | 100% | 100% | 100% | 100% |  |  | #N/A | #N/A | 0% | 0% | 0% | 0% |  | 0% | 0% | 0% | 0% | [8 empty] | 0 | 0 | 0 | 0 | 0 | 0
C - Commercial & Industrial | Small Business Energy Solutions | Small Business Direct Install | Lighting - LEDs - New |  | Lighting |  | 15 |  |  |  | 0 | 0% | 0% | 0% | 100% | 100% | 100% | 100% | 100% | 100% |  |  | #N/A | #N/A | 0% | 0% | 0% | 0% |  | 0% | 0% | 0% | 0% | [8 empty] | 0 | 0 | 0 | 0 | 0 | 0
C - Commercial & Industrial | Small Business Energy Solutions | Small Business Direct Install | Custom |  |  |  | 13 |  |  |  | 0 | 0% | 0% | 0% | 100% | 100% | 100% | 100% | 100% | 100% |  |  | #N/A | #N/A | 0% | 0% | 0% | 0% |  | 0% | 0% | 0% | 0% | [8 empty] | 0 | 0 | 0 | 0 | 0 | 0
C - Commercial & Industrial | Small Business Energy Solutions | Small Business Direct Install | Air Compressors |  | Compressed Air |  | 15 |  |  |  | 0 | 0% | 0% | 0% | 100% | 100% | 100% | 100% | 100% | 100% |  |  | #N/A | #N/A | 0% | 0% | 0% | 0% |  | 0% | 0% | 0% | 0% | [8 empty] | 0 | 0 | 0 | 0 | 0 | 0
C - Commercial & Industrial | Small Business Energy Solutions | Small Business Direct Install | Energy Management System |  | HVAC |  | 15 |  |  |  | 0 | 0% | 0% | 0% | 100% | 100% | 100% | 100% | 100% | 100% |  |  | #N/A | #N/A | 0% | 0% | 0% | 0% |  | 0% | 0% | 0% | 0% | [8 empty] | 0 | 0 | 0 | 0 | 0 | 0
C - Commercial & Industrial | Small Business Energy Solutions | Small Business Direct Install | VFDs |  | Motors/Drives |  | 13 |  |  |  | 0 | 0% | 0% | 0% | 100% | 100% | 100% | 100% | 100% | 100% |  |  | #N/A | #N/A | 0% | 0% | 0% | 0% |  | 0% | 0% | 0% | 0% | [8 empty] | 0 | 0 | 0 | 0 | 0 | 0
C - Commercial & Industrial | Small Business Energy Solutions | Small Business Direct Install | ECMs |  | HVAC |  | 15 |  |  |  | 0 | 0% | 0% | 0% | 100% | 100% | 100% | 100% | 100% | 100% |  |  | #N/A | #N/A | 0% | 0% | 0% | 0% |  | 0% | 0% | 0% | 0% | [8 empty] | 0 | 0 | 0 | 0 | 0 | 0
C - Commercial & Industrial | Small Business Energy Solutions | Small Business Direct Install | Mini Split HP SEER 19, EER 12.83 HSPF 10 (Heating) |  | HVAC |  | 12 |  |  |  | 0 | 0% | 0% | 0% | 100% | 100% | 100% | 100% | 100% | 100% |  |  | #N/A | #N/A | 0% | 0% | 0% | 0% |  | 0% | 0% | 0% | 0% | [8 empty] | 0 | 0 | 0 | 0 | 0 | 0
C - Commercial & Industrial | Small Business Energy Solutions | Small Business Direct Install | Mini Split HP SEER 19, EER 12.83 HSPF 10 (Cooling) |  | HVAC |  | 12 |  |  |  | 0 | 0% | 0% | 0% | 100% | 100% | 100% | 100% | 100% | 100% |  |  | #N/A | #N/A | 0% | 0% | 0% | 0% |  | 0% | 0% | 0% | 0% | [8 empty] | 0 | 0 | 0 | 0 | 0 | 0
C - Commercial & Industrial | Small Business Energy Solutions | Small Business Direct Install | Air Conditioning |  | HVAC |  | 15 |  |  |  | 0 | 0% | 0% | 0% | 100% | 100% | 100% | 100% | 100% | 100% |  |  | #N/A | #N/A | 0% | 0% | 0% | 0% |  | 0% | 0% | 0% | 0% | [8 empty] | 0 | 0 | 0 | 0 | 0 | 0
[42 empty] | 0 | 0 | 0 | 0 | 0 | 0
[42 empty] | 0 | 0 | 0 | 0 | 0 | 0
[42 empty] | 0 | 0 | 0 | 0 | 0 | 0
[42 empty] | 0 | 0 | 0 | 0 | 0 | 0
[42 empty] | 0 | 0 | 0 | 0 | 0 | 0
[42 empty] | 0 | 0 | 0 | 0 | 0 | 0
[42 empty] | 0 | 0 | 0 | 0 | 0 | 0
[42 empty] | 0 | 0 | 0 | 0 | 0 | 0
[42 empty] | 0 | 0 | 0 | 0 | 0 | 0
[42 empty] | 0 | 0 | 0 | 0 | 0 | 0
Note on K4: MEERA 7/7/16: this value is subtracted from total resource cost, along with incentive, to result in customer cost. Not all measures and/or PAs will have values in this column.

## Calculations Yr 3 (hidden)
Year | 2018
[55 empty] | 4 | 6 | 8 | 10 |  | 55 | 57 | 59 | 61 | 89 | 87 |  |  | 12 | 14 | 52 | 16 | 18 |  |  | 20 | 22 | 24 | 26 | 28 | 30 | 32 |  | 71 | 73 | 75 | 77 | 79 | 81 | 83 | 85 |  |  | 34 | 36 | 38 | 40 | 42 | 44 | 46 | 48 |  | 50 |  | 50 |  | 50
Inputs | [7 empty] | Costs |  |  | Electric Savings: Energy | [9 empty] | Electric Savings: Capacity |  |  |  |  | Non-Electric Savings | [28 empty] | Electric Benefits: Energy |  |  |  |  | Electric Benefits: Energy DRIPE | [6 empty] | Sub-Total | Electric Benefits: Capacity | [5 empty] | Total | Non-Electric Resource Benefits: Natural Gas | [7 empty] | 71: Non-Electric Resource Benefits: Natural Gas DRIPE |  | Sub Total | Lifetime Non-Electric Resource Benefits: Other | [7 empty] | Total | Non-Resource Benefits | [6 empty] | TOTAL
Sector | Program | Core Initiative | Measure | BCR Measure ID | End Use | Quantity | Measure Life | TRC (Total) | Incentive (Total) | Customer Cost (Total) | Gross Annual MWh Savings | Adjusted Gross Annual MWh Savings | Gross Lifetime MWh Savings | Adjusted Gross Lifetime MWh Savings | Net Annual MWh Savings | Net Lifetime MWh Savings | Winter Peak Energy MWh Net Lifetime | Winter Off-Peak Energy MWh Net Lifetime | Summer Peak Energy MWh Net Lifetime | Summer Off-Peak Energy MWh Net Lifetime | Max Net kW | Annual Adjusted Gross Winter kW | Annual Net Winter kW | Annual Adjusted Gross Summer kw | Annual Net Summer kw | Adj. Gross Annual Gas Savings (MMBTU) | Adj. Gross Lifetime Gas Savings (MMBTU) | Net Annual Gas Savings (MMBTU) | Net Lifetime Gas Savings (MMBTU) | Adj Gross Annual Oil Savings (MMBTU) | Adj Gross Lifetime Oil Savings (MMBTU) | Net Annual Oil Savings (MMBTU) | Net Lifetime Oil Savings (MMBTU) | Adj Gross Annual Propane Savings (MMBTU) | Adj Gross Lifetime Propane Savings (MMBTU) | Net Annual Propane Savings (MMBTU) | Net Lifetime Propane Savings (MMBTU) | Adj Gross Annual Kerosene Savings (MMBTU) | Adj Gross Lifetime Kerosene Savings (MMBTU) | Net Annual Kerosene Savings (MMBTU) | Net Lifetime Kerosene Savings (MMBTU) | Adj Gross Annual Cord Wood Savings (MMBTU) | Adj Gross Lifetime Cord Wood Savings (MMBTU) | Net Annual Cord Wood Savings (MMBTU) | Net Lifetime Cord Wood Savings (MMBTU) | Adj Gross Annual Wood Pellet Savings (MMBTU) | Adj Gross Lifetime Wood Pellet Savings (MMBTU) | Net Annual Wood Pellet Savings (MMBTU) | Net Lifetime Wood Pellet Savings (MMBTU) | Total Net Annual MMBTU | Total Net Lifetime MMBTU | Net Annual Res Water Savings Gallons | Net Annual C&I Water Savings Gallons | Net Lifetime Water Savings Gallons | Winter Peak Energy Benefits ($) | Winter Off-Peak Energy Benefits ($) | Summer Peak Energy Benefits ($) | Summer Off-Peak Energy Benefits ($) | Total Avoided Electric Benefits ($) | Winter Peak Energy DRIPE Benefits ($) | Winter Off-Peak Energy DRIPE Benefits ($) | Summer Peak Energy DRIPE Benefits ($) | Summer Off-Peak Energy DRIPE Benefits ($) | Energy Electric Cross DRIPE Benefits Summer ($) | Energy Electric Cross DRIPE Benefits Winter ($) | Total Energy DRIPE Benefits ($) | Total Electric Energy Benefits ($) | Summer Generation Benefits ($) | Winter Generation ($) | Electric Capacity DRIPE ($) | Transmission Benefits ($) | Distribution Benefits ($) | Total Electric Capacity Benefits ($) | Total Electric Benefits ($) | NG - Res All | NG - Res Hot Water | NG - Res Heating | NG - C& I Gas Non Heating | NG - C&I Gas Heat | NG - C&I Gas All | Fuel Oil - Residential Distillate | Total Avoided Gas Benefits ($) | Gas Supply DRIPE | Res Non-Heating GECD | Res Hot Water GECD | Res Heating GECD | Res All GECD | C&I Non-Heating GECD | C&I Heating GECD | C&I All GECD | Total Gas DRIPE | Total Gas Resource Benefits | Fuel Oil - Com Fuel | Kerosene | Cord Wood | Pellet Wood | #REF! | #REF! | Res Water | C&I Water | Total Non-Electric Resource Benefits | Lifetime per Unit (Net) | One time per Unit (Net) | Lifetime per kWh (Net) | One time per KWh (Total Net) | Lifetime per Therm (Net) | One time per Therm (Net) | Total Lifetime Non-Resource Benefits | Total Benefits
A - Residential | EnergyStar® Homes | EnergyStar® Homes | E-STAR Homes Heating (non-electric) | 0 | Energy Star Homes | [44 empty] | 0 | 0 | [56 empty] | 0
A - Residential | EnergyStar® Homes | EnergyStar® Homes | E-STAR Homes Cooling (non-electric) | 0 | Energy Star Homes | [44 empty] | 0 | 0 | [56 empty] | 0
A - Residential | EnergyStar® Homes | EnergyStar® Homes | E-STAR Homes Water Heating | 0 | Hot Water | [44 empty] | 0 | 0 | [56 empty] | 0
A - Residential | EnergyStar® Homes | EnergyStar® Homes | Refrigerator | 0 | Process | [44 empty] | 0 | 0 | [56 empty] | 0
A - Residential | EnergyStar® Homes | EnergyStar® Homes | Clothes Washer | 0 | Hot Water | [44 empty] | 0 | 0 | [56 empty] | 0
A - Residential | EnergyStar® Homes | EnergyStar® Homes | Dishwasher | 0 | Hot Water | [44 empty] | 0 | 0 | [56 empty] | 0
A - Residential | EnergyStar® Homes | EnergyStar® Homes | LED Bulbs (Installed by Builder or HERS Rater) | 0 | Lighting | [44 empty] | 0 | 0 | [56 empty] | 0
A - Residential | EnergyStar® Homes | EnergyStar® Homes | E-STAR Homes cooling (GSHP and ASHP) | 0 | Energy Star Homes | [44 empty] | 0 | 0 | [56 empty] | 0
A - Residential | EnergyStar® Homes | EnergyStar® Homes | E-STAR Homes heating (GSHP and ASHP) | 0 | Energy Star Homes | [44 empty] | 0 | 0 | [56 empty] | 0
A - Residential | EnergyStar® Homes | EnergyStar® Homes | Rater Fees | 0 | 0 | [44 empty] | 0 | 0 | [56 empty] | 0
[50 empty] | 0 | 0 | [56 empty] | 0
[50 empty] | 0 | 0 | [56 empty] | 0
[50 empty] | 0 | 0 | [56 empty] | 0
[50 empty] | 0 | 0 | [56 empty] | 0
[50 empty] | 0 | 0 | [56 empty] | 0
A - Residential | HP w/EnergyStar® | HP w/EnergyStar® | Air Sealing, Oil | 0 | Envelope | [44 empty] | 0 | 0 | [56 empty] | 0
A - Residential | HP w/EnergyStar® | HP w/EnergyStar® | Air Sealing, Electric | 0 | Envelope | [44 empty] | 0 | 0 | [56 empty] | 0
A - Residential | HP w/EnergyStar® | HP w/EnergyStar® | Air Sealing, Propane | 0 | Envelope | [44 empty] | 0 | 0 | [56 empty] | 0
A - Residential | HP w/EnergyStar® | HP w/EnergyStar® | Insulation, Oil | 0 | Envelope | [44 empty] | 0 | 0 | [56 empty] | 0
A - Residential | HP w/EnergyStar® | HP w/EnergyStar® | Insulation, Electric | 0 | Envelope | [44 empty] | 0 | 0 | [56 empty] | 0
A - Residential | HP w/EnergyStar® | HP w/EnergyStar® | Insulation, Propane | 0 | Envelope | [44 empty] | 0 | 0 | [56 empty] | 0
A - Residential | HP w/EnergyStar® | HP w/EnergyStar® | Thermostats, Oil | 0 | HVAC | [44 empty] | 0 | 0 | [56 empty] | 0
A - Residential | HP w/EnergyStar® | HP w/EnergyStar® | Thermostats Electric | 0 | HVAC | [44 empty] | 0 | 0 | [56 empty] | 0
A - Residential | HP w/EnergyStar® | HP w/EnergyStar® | Thermostats, Propane | 0 | HVAC | [44 empty] | 0 | 0 | [56 empty] | 0
A - Residential | HP w/EnergyStar® | HP w/EnergyStar® | CFLs | 0 | Lighting | [44 empty] | 0 | 0 | [56 empty] | 0
A - Residential | HP w/EnergyStar® | HP w/EnergyStar® | Refrigerators | 0 | Process | [44 empty] | 0 | 0 | [56 empty] | 0
A - Residential | HP w/EnergyStar® | HP w/EnergyStar® | LEDs | 0 | Lighting | [44 empty] | 0 | 0 | [56 empty] | 0
A - Residential | HP w/EnergyStar® | HP w/EnergyStar® | LED Fixtures | 0 | Lighting | [44 empty] | 0 | 0 | [56 empty] | 0
A - Residential | HP w/EnergyStar® | HP w/EnergyStar® | Aerators Electric | 0 | Hot Water | [44 empty] | 0 | 0 | [56 empty] | 0
A - Residential | HP w/EnergyStar® | HP w/EnergyStar® | Aerators Non-Electric | 0 | Hot Water | [44 empty] | 0 | 0 | [56 empty] | 0
A - Residential | HP w/EnergyStar® | HP w/EnergyStar® | Showerheads Electric | 0 | Hot Water | [44 empty] | 0 | 0 | [56 empty] | 0
A - Residential | HP w/EnergyStar® | HP w/EnergyStar® | Showerheads Non-Electric | 0 | Hot Water | [44 empty] | 0 | 0 | [56 empty] | 0
A - Residential | HP w/EnergyStar® | HP w/EnergyStar® | DHW Pipe Wrap Electric | 0 | Hot Water | [44 empty] | 0 | 0 | [56 empty] | 0
A - Residential | HP w/EnergyStar® | HP w/EnergyStar® | DHW Pipe Wrap Non-Electric | 0 | Hot Water | [44 empty] | 0 | 0 | [56 empty] | 0
A - Residential | HP w/EnergyStar® | HP w/EnergyStar® | Boiler - Oil AFUE >=90% | 0 | HVAC | [44 empty] | 0 | 0 | [56 empty] | 0
A - Residential | HP w/EnergyStar® | HP w/EnergyStar® | Boiler - Propane AFUE >=90% | 0 | HVAC | [44 empty] | 0 | 0 | [56 empty] | 0
A - Residential | HP w/EnergyStar® | HP w/EnergyStar® | Furnace w/ECM - Oil AFUE >=85% | 0 | HVAC | [44 empty] | 0 | 0 | [56 empty] | 0
A - Residential | HP w/EnergyStar® | HP w/EnergyStar® | Furnace w/ECM - Propane AFUE >=97% | 0 | HVAC | [44 empty] | 0 | 0 | [56 empty] | 0
A - Residential | HP w/EnergyStar® | HP w/EnergyStar® | Mini Split Heat Pump Cooling SEER 20 (per ton) | 0 | HVAC | [44 empty] | 0 | 0 | [56 empty] | 0
A - Residential | HP w/EnergyStar® | HP w/EnergyStar® | Mini Split Heat Pump Heating HSPF>=10 (per ton) | 0 | HVAC | [44 empty] | 0 | 0 | [56 empty] | 0
A - Residential | HP w/EnergyStar® | HP w/EnergyStar® | Wxn Heating Ancillary Savings | 0 | 0 | [44 empty] | 0 | 0 | [56 empty] | 0
A - Residential | HP w/EnergyStar® | HP w/EnergyStar® | Cooling system Ancillary Savings | 0 | 0 | [44 empty] | 0 | 0 | [56 empty] | 0
A - Residential | HP w/EnergyStar® | HP w/EnergyStar® | Non-Energy Savings Measures | 0 | 0 | [44 empty] | 0 | 0 | [56 empty] | 0
A - Residential | HP w/EnergyStar® | HP w/EnergyStar® | 3rd Party Financing | 0 | 0 | [44 empty] | 0 | 0 | [56 empty] | 0
A - Residential | HP w/EnergyStar® | HP w/EnergyStar® | Audits | 0 | 0 | [44 empty] | 0 | 0 | [56 empty] | 0
[50 empty] | 0 | 0 | [56 empty] | 0
[50 empty] | 0 | 0 | [56 empty] | 0
[50 empty] | 0 | 0 | [56 empty] | 0
[50 empty] | 0 | 0 | [56 empty] | 0
[50 empty] | 0 | 0 | [56 empty] | 0
A - Residential | Res Energy Star Appliance | Res Energy Star Appliance | Energy Star Clothes Washers | 0 | Hot Water | [44 empty] | 0 | 0 | [56 empty] | 0
A - Residential | Res Energy Star Appliance | Res Energy Star Appliance | Energy Star Room Air Conditioners | 0 | HVAC | [44 empty] | 0 | 0 | [56 empty] | 0
A - Residential | Res Energy Star Appliance | Res Energy Star Appliance | 2nd Refrigerator Pickup/Turnin | 0 | Process | [44 empty] | 0 | 0 | [56 empty] | 0
A - Residential | Res Energy Star Appliance | Res Energy Star Appliance | Advanced Power Strip | 0 | Process | [44 empty] | 0 | 0 | [56 empty] | 0
A - Residential | Res Energy Star Appliance | Res Energy Star Appliance | Energy Star Refrigerators | 0 | Process | [44 empty] | 0 | 0 | [56 empty] | 0
A - Residential | Res Energy Star Appliance | Res Energy Star Appliance | Energy Star Room Air Purifier | 0 | Process | [44 empty] | 0 | 0 | [56 empty] | 0
A - Residential | Res Energy Star Appliance | Res Energy Star Appliance | 2nd Freezer Pickup/Turnin | 0 | Process | [44 empty] | 0 | 0 | [56 empty] | 0
A - Residential | Res Energy Star Appliance | Res Energy Star Appliance | Room AC Pickup/Turnin | 0 | HVAC | [44 empty] | 0 | 0 | [56 empty] | 0
A - Residential | Res Energy Star Appliance | Res Energy Star Appliance | Energy Star Central AC | 0 | HVAC | [44 empty] | 0 | 0 | [56 empty] | 0
A - Residential | Res Energy Star Appliance | Res Energy Star Appliance | Mini Split Heat Pump HSPF>=8.5, SEER >=15, EER>=12.5 cooling | 0 | HVAC | [44 empty] | 0 | 0 | [56 empty] | 0
A - Residential | Res Energy Star Appliance | Res Energy Star Appliance | Mini Split Heat Pump HSPF>=8.5, SEER >=15, EER>=12.5 heating | 0 | HVAC | [44 empty] | 0 | 0 | [56 empty] | 0
A - Residential | Res Energy Star Appliance | Res Energy Star Appliance | Ductless MS Cooling only SEER 20 (per ton) | 0 | HVAC | [44 empty] | 0 | 0 | [56 empty] | 0
A - Residential | Res Energy Star Appliance | Res Energy Star Appliance | DHW: Heat Pump Water Heater 50 Gallon Electric, EF>=2.3 (ES=EF>=2.0) | 0 | Hot Water | [44 empty] | 0 | 0 | [56 empty] | 0
A - Residential | Res Energy Star Appliance | Res Energy Star Appliance | DHW: Heat Pump Water Heater 80 Gallon Electric, EF>=2.3 (ES=EF>=2.0) | 0 | Hot Water | [44 empty] | 0 | 0 | [56 empty] | 0
A - Residential | Res Energy Star Appliance | Res Energy Star Appliance | Energy Star WiFi Thermostat for Heat Pumps | 0 | HVAC | [44 empty] | 0 | 0 | [56 empty] | 0
A - Residential | Res Energy Star Appliance | Res Energy Star Appliance | Mini Split Heat Pump HSPF>=10, SEER >=18, EER>=12.5 cooling | 0 | HVAC | [44 empty] | 0 | 0 | [56 empty] | 0
A - Residential | Res Energy Star Appliance | Res Energy Star Appliance | Mini Split Heat Pump HSPF>=10, SEER >=18, EER>=12.5 heating | 0 | HVAC | [44 empty] | 0 | 0 | [56 empty] | 0
A - Residential | Res Energy Star Appliance | Res Energy Star Appliance | Energy Star WiFi Thermostat for MS and CAC only | 0 | HVAC | [44 empty] | 0 | 0 | [56 empty] | 0
A - Residential | Res Energy Star Appliance | Res Energy Star Appliance | Dehumidifiers | 0 | 0 | [44 empty] | 0 | 0 | [56 empty] | 0
A - Residential | Res Energy Star Appliance | Res Energy Star Appliance | Freezers | 0 | HVAC | [44 empty] | 0 | 0 | [56 empty] | 0
A - Residential | Res Energy Star Appliance | Res Energy Star Appliance | clothes dryers - Energy Star | 0 | Process | [44 empty] | 0 | 0 | [56 empty] | 0
A - Residential | Res Energy Star Appliance | Res Energy Star Appliance | Pool Pumps (upstream?) | 0 | Process | [44 empty] | 0 | 0 | [56 empty] | 0
A - Residential | Res Energy Star Appliance | Res Energy Star Appliance | televisions (not to be offered, leave in screen for 2018-2020) | 0 | Process | [44 empty] | 0 | 0 | [56 empty] | 0
A - Residential | Res Energy Star Appliance | Res Energy Star Appliance | monitors (not to be offered, leave in screen for 2018-2020) | 0 | Process | [44 empty] | 0 | 0 | [56 empty] | 0
A - Residential | Res Energy Star Appliance | Res Energy Star Appliance | ECM circulator pumps | 0 | HVAC | [44 empty] | 0 | 0 | [56 empty] | 0
A - Residential | Res Energy Star Appliance | Res Energy Star Appliance | wi-fi thermostats (not tied to MS and CAC) | 0 | HVAC | [44 empty] | 0 | 0 | [56 empty] | 0
A - Residential | Res Energy Star Appliance | Res Energy Star Appliance | Home Energy Managment Systems | 0 | HVAC | [44 empty] | 0 | 0 | [56 empty] | 0
A - Residential | Res Energy Star Appliance | Res Energy Star Appliance | heat recovery ventilator (in MA TRM) | 0 | HVAC | [44 empty] | 0 | 0 | [56 empty] | 0
A - Residential | Res Energy Star Appliance | Res Energy Star Appliance | electric water heating removal (VT TRM) | 0 | 0 | [44 empty] | 0 | 0 | [56 empty] | 0
A - Residential | Res Energy Star Appliance | Res Energy Star Appliance | electric clothes dryer w/fuel switch (VT TRM) | 0 | 0 | [44 empty] | 0 | 0 | [56 empty] | 0
A - Residential | Res Energy Star Appliance | Res Energy Star Appliance | aeraotrs and showerheads (VT TRM) for electric heating customers | 0 | Hot Water | [44 empty] | 0 | 0 | [56 empty] | 0
[50 empty] | 0 | 0 | [56 empty] | 0
[50 empty] | 0 | 0 | [56 empty] | 0
[50 empty] | 0 | 0 | [56 empty] | 0
[50 empty] | 0 | 0 | [56 empty] | 0
[50 empty] | 0 | 0 | [56 empty] | 0
A - Residential | Res Energy Star Lighting | Res Energy Star Lighting | Catalog/Online: CFLs multis | 0 | Lighting | [44 empty] | 0 | 0 | [56 empty] | 0
A - Residential | Res Energy Star Lighting | Res Energy Star Lighting | Catalog/Online: LED Interior Fixtures | 0 | Lighting | [44 empty] | 0 | 0 | [56 empty] | 0
A - Residential | Res Energy Star Lighting | Res Energy Star Lighting | Catalog/Online: LED Exterior Fixtures | 0 | Lighting | [44 empty] | 0 | 0 | [56 empty] | 0
A - Residential | Res Energy Star Lighting | Res Energy Star Lighting | Catalog/Online: LED Single Pack | 0 | Lighting | [44 empty] | 0 | 0 | [56 empty] | 0
A - Residential | Res Energy Star Lighting | Res Energy Star Lighting | Catalog/Online: LED Multipacks | 0 | Lighting | [44 empty] | 0 | 0 | [56 empty] | 0
A - Residential | Res Energy Star Lighting | Res Energy Star Lighting | Catalog/Online: LED Specialty Bulb | 0 | Lighting | [44 empty] | 0 | 0 | [56 empty] | 0
A - Residential | Res Energy Star Lighting | Res Energy Star Lighting | Retail/Coupon: CFLs multis | 0 | Lighting | [44 empty] | 0 | 0 | [56 empty] | 0
A - Residential | Res Energy Star Lighting | Res Energy Star Lighting | Retail/Coupon: LED Interior Fixtures | 0 | Lighting | [44 empty] | 0 | 0 | [56 empty] | 0
A - Residential | Res Energy Star Lighting | Res Energy Star Lighting | Retail/Coupon: LED Exterior Fixtures | 0 | Lighting | [44 empty] | 0 | 0 | [56 empty] | 0
A - Residential | Res Energy Star Lighting | Res Energy Star Lighting | Retail/Coupon: LED Single Pack | 0 | Lighting | [44 empty] | 0 | 0 | [56 empty] | 0
A - Residential | Res Energy Star Lighting | Res Energy Star Lighting | Retail/Coupon: LED Multipacks | 0 | Lighting | [44 empty] | 0 | 0 | [56 empty] | 0
A - Residential | Res Energy Star Lighting | Res Energy Star Lighting | Retail/Coupon: LED Specialty Bulb | 0 | Lighting | [44 empty] | 0 | 0 | [56 empty] | 0
A - Residential | Res Energy Star Lighting | Res Energy Star Lighting | Markdown: CFLs multis | 0 | Lighting | [44 empty] | 0 | 0 | [56 empty] | 0
A - Residential | Res Energy Star Lighting | Res Energy Star Lighting | Markdown: LED Interior Fixtures | 0 | Lighting | [44 empty] | 0 | 0 | [56 empty] | 0
A - Residential | Res Energy Star Lighting | Res Energy Star Lighting | Markdown: LED Exterior Fixtures | 0 | Lighting | [44 empty] | 0 | 0 | [56 empty] | 0
A - Residential | Res Energy Star Lighting | Res Energy Star Lighting | Markdown: LED Single Pack | 0 | Lighting | [44 empty] | 0 | 0 | [56 empty] | 0
A - Residential | Res Energy Star Lighting | Res Energy Star Lighting | Markdown: LED Multipacks | 0 | Lighting | [44 empty] | 0 | 0 | [56 empty] | 0
A - Residential | Res Energy Star Lighting | Res Energy Star Lighting | Markdown: LED Specialty Bulb | 0 | Lighting | [44 empty] | 0 | 0 | [56 empty] | 0
[50 empty] | 0 | 0 | [56 empty] | 0
[50 empty] | 0 | 0 | [56 empty] | 0
[50 empty] | 0 | 0 | [56 empty] | 0
[50 empty] | 0 | 0 | [56 empty] | 0
[50 empty] | 0 | 0 | [56 empty] | 0
[50 empty] | 0 | 0 | [56 empty] | 0
B - Low-Income | Home Energy Assistance | Home Energy Assistance | LEDs | 0 | Lighting | [44 empty] | 0 | 0 | [56 empty] | 0
B - Low-Income | Home Energy Assistance | Home Energy Assistance | Refrigerator - SF | 0 | Process | [44 empty] | 0 | 0 | [56 empty] | 0
B - Low-Income | Home Energy Assistance | Home Energy Assistance | Refrigerator - MF | 0 | Process | [44 empty] | 0 | 0 | [56 empty] | 0
B - Low-Income | Home Energy Assistance | Home Energy Assistance | Weatherization - SF Oil | 0 | Envelope | [44 empty] | 0 | 0 | [56 empty] | 0
B - Low-Income | Home Energy Assistance | Home Energy Assistance | Weatherization - SF Electric | 0 | Envelope | [44 empty] | 0 | 0 | [56 empty] | 0
B - Low-Income | Home Energy Assistance | Home Energy Assistance | Weatherization - SF Propane | 0 | Envelope | [44 empty] | 0 | 0 | [56 empty] | 0
B - Low-Income | Home Energy Assistance | Home Energy Assistance | Weatherization - MF Oil | 0 | Envelope | [44 empty] | 0 | 0 | [56 empty] | 0
B - Low-Income | Home Energy Assistance | Home Energy Assistance | Weatherization - MF Electric | 0 | Envelope | [44 empty] | 0 | 0 | [56 empty] | 0
B - Low-Income | Home Energy Assistance | Home Energy Assistance | Weatherization - MF Propane | 0 | Envelope | [44 empty] | 0 | 0 | [56 empty] | 0
B - Low-Income | Home Energy Assistance | Home Energy Assistance | Aerators and showerheads - Electric | 0 | Hot Water | [44 empty] | 0 | 0 | [56 empty] | 0
B - Low-Income | Home Energy Assistance | Home Energy Assistance | Aerators and showerheads - Non Electric | 0 | Hot Water | [44 empty] | 0 | 0 | [56 empty] | 0
B - Low-Income | Home Energy Assistance | Home Energy Assistance | Thermostats - Electric | 0 | HVAC | [44 empty] | 0 | 0 | [56 empty] | 0
B - Low-Income | Home Energy Assistance | Home Energy Assistance | Thermostats - Non Electric | 0 | HVAC | [44 empty] | 0 | 0 | [56 empty] | 0
B - Low-Income | Home Energy Assistance | Home Energy Assistance | Boiler Replacement AFUE>=85% | 0 | HVAC | [44 empty] | 0 | 0 | [56 empty] | 0
B - Low-Income | Home Energy Assistance | Home Energy Assistance | Furnace Replacement AFUE >=85% w/ECM | 0 | HVAC | [44 empty] | 0 | 0 | [56 empty] | 0
B - Low-Income | Home Energy Assistance | Home Energy Assistance | DHW Pipe Wrap - Electric | 0 | Hot Water | [44 empty] | 0 | 0 | [56 empty] | 0
B - Low-Income | Home Energy Assistance | Home Energy Assistance | DHW Pipe Wrap - Non Electric | 0 | Hot Water | [44 empty] | 0 | 0 | [56 empty] | 0
B - Low-Income | Home Energy Assistance | Home Energy Assistance | Wxn Heating Ancillary Savings | 0 | 0 | [44 empty] | 0 | 0 | [56 empty] | 0
B - Low-Income | Home Energy Assistance | Home Energy Assistance | Cooling system Ancillary Savings | 0 | 0 | [44 empty] | 0 | 0 | [56 empty] | 0
B - Low-Income | Home Energy Assistance | Home Energy Assistance | Non-Energy Saving Measures (CO detectors, fans, vents) | 0 | 0 | [44 empty] | 0 | 0 | [56 empty] | 0
B - Low-Income | Home Energy Assistance | Home Energy Assistance | audits | 0 | 0 | [44 empty] | 0 | 0 | [56 empty] | 0
[50 empty] | 0 | 0 | [56 empty] | 0
[50 empty] | 0 | 0 | [56 empty] | 0
[50 empty] | 0 | 0 | [56 empty] | 0
[50 empty] | 0 | 0 | [56 empty] | 0
[50 empty] | 0 | 0 | [56 empty] | 0
C - Commercial & Industrial | Large Business Energy Solutions | Large Business New Equipment and Construction | Lighting - Fluorescents - Retro | 0 | Lighting | [44 empty] | 0 | 0 | [56 empty] | 0
C - Commercial & Industrial | Large Business Energy Solutions | Large Business New Equipment and Construction | Lighting - Fluorescents - New | 0 | Lighting | [44 empty] | 0 | 0 | [56 empty] | 0
C - Commercial & Industrial | Large Business Energy Solutions | Large Business New Equipment and Construction | Lighting LEDs - Retro | 0 | Lighting | [44 empty] | 0 | 0 | [56 empty] | 0
C - Commercial & Industrial | Large Business Energy Solutions | Large Business New Equipment and Construction | Lighting LEDs - New | 0 | Lighting | [44 empty] | 0 | 0 | [56 empty] | 0
C - Commercial & Industrial | Large Business Energy Solutions | Large Business New Equipment and Construction | VFD - Retro | 0 | Motors/Drives | [44 empty] | 0 | 0 | [56 empty] | 0
C - Commercial & Industrial | Large Business Energy Solutions | Large Business New Equipment and Construction | Air Compressors - Retro | 0 | Compressed Air | [44 empty] | 0 | 0 | [56 empty] | 0
C - Commercial & Industrial | Large Business Energy Solutions | Large Business New Equipment and Construction | Unitary AC - New | 0 | HVAC | [44 empty] | 0 | 0 | [56 empty] | 0
C - Commercial & Industrial | Large Business Energy Solutions | Large Business New Equipment and Construction | Custom - Process | 0 | Process | [44 empty] | 0 | 0 | [56 empty] | 0
C - Commercial & Industrial | Large Business Energy Solutions | Large Business New Equipment and Construction | Custom - Other | 0 | 0 | [44 empty] | 0 | 0 | [56 empty] | 0
C - Commercial & Industrial | Large Business Energy Solutions | Large Business New Equipment and Construction | CHP Pilot Measure | 0 | HVAC | [44 empty] | 0 | 0 | [56 empty] | 0
C - Commercial & Industrial | Large Business Energy Solutions | Large Business New Equipment and Construction | Process | 0 | Process | [44 empty] | 0 | 0 | [56 empty] | 0
C - Commercial & Industrial | Large Business Energy Solutions | Large Business New Equipment and Construction | Occupancy Sensors | 0 | Lighting | [44 empty] | 0 | 0 | [56 empty] | 0
[50 empty] | 0 | 0 | [56 empty] | 0
[50 empty] | 0 | 0 | [56 empty] | 0
[50 empty] | 0 | 0 | [56 empty] | 0
[50 empty] | 0 | 0 | [56 empty] | 0
[50 empty] | 0 | 0 | [56 empty] | 0
C - Commercial & Industrial | Large Business Energy Solutions | Large Business Retrofit | Lighting - Fluorescents - Retro | 0 | Lighting | [44 empty] | 0 | 0 | [56 empty] | 0
C - Commercial & Industrial | Large Business Energy Solutions | Large Business Retrofit | Lighting - Fluorescents - New | 0 | Lighting | [44 empty] | 0 | 0 | [56 empty] | 0
C - Commercial & Industrial | Large Business Energy Solutions | Large Business Retrofit | Lighting LEDs - Retro | 0 | Lighting | [44 empty] | 0 | 0 | [56 empty] | 0
C - Commercial & Industrial | Large Business Energy Solutions | Large Business Retrofit | Lighting LEDs - New | 0 | Lighting | [44 empty] | 0 | 0 | [56 empty] | 0
C - Commercial & Industrial | Large Business Energy Solutions | Large Business Retrofit | VFD - Retro | 0 | Motors/Drives | [44 empty] | 0 | 0 | [56 empty] | 0
C - Commercial & Industrial | Large Business Energy Solutions | Large Business Retrofit | Air Compressors - Retro | 0 | Compressed Air | [44 empty] | 0 | 0 | [56 empty] | 0
C - Commercial & Industrial | Large Business Energy Solutions | Large Business Retrofit | Unitary AC - New | 0 | HVAC | [44 empty] | 0 | 0 | [56 empty] | 0
C - Commercial & Industrial | Large Business Energy Solutions | Large Business Retrofit | Custom - Process | 0 | Process | [44 empty] | 0 | 0 | [56 empty] | 0
C - Commercial & Industrial | Large Business Energy Solutions | Large Business Retrofit | Custom - Other | 0 | 0 | [44 empty] | 0 | 0 | [56 empty] | 0
C - Commercial & Industrial | Large Business Energy Solutions | Large Business Retrofit | CHP Pilot Measure | 0 | HVAC | [44 empty] | 0 | 0 | [56 empty] | 0
C - Commercial & Industrial | Large Business Energy Solutions | Large Business Retrofit | Process | 0 | Process | [44 empty] | 0 | 0 | [56 empty] | 0
C - Commercial & Industrial | Large Business Energy Solutions | Large Business Retrofit | Occupancy Sensors | 0 | Lighting | [44 empty] | 0 | 0 | [56 empty] | 0
[50 empty] | 0 | 0 | [56 empty] | 0
[50 empty] | 0 | 0 | [56 empty] | 0
[50 empty] | 0 | 0 | [56 empty] | 0
[50 empty] | 0 | 0 | [56 empty] | 0
[50 empty] | 0 | 0 | [56 empty] | 0
C - Commercial & Industrial | Small Business Energy Solutions | Small Business Retrofit | Lighting - Fluorescents - Retro | 0 | Lighting | [44 empty] | 0 | 0 | [56 empty] | 0
C - Commercial & Industrial | Small Business Energy Solutions | Small Business Retrofit | Lighting LEDs - Retro | 0 | Lighting | [44 empty] | 0 | 0 | [56 empty] | 0
C - Commercial & Industrial | Small Business Energy Solutions | Small Business Retrofit | Lighting - Fluorescents - New | 0 | Lighting | [44 empty] | 0 | 0 | [56 empty] | 0
C - Commercial & Industrial | Small Business Energy Solutions | Small Business Retrofit | Lighting - LEDs - New | 0 | Lighting | [44 empty] | 0 | 0 | [56 empty] | 0
C - Commercial & Industrial | Small Business Energy Solutions | Small Business Retrofit | Custom | 0 | 0 | [44 empty] | 0 | 0 | [56 empty] | 0
C - Commercial & Industrial | Small Business Energy Solutions | Small Business Retrofit | Air Compressors | 0 | Compressed Air | [44 empty] | 0 | 0 | [56 empty] | 0
C - Commercial & Industrial | Small Business Energy Solutions | Small Business Retrofit | Energy Management System | 0 | HVAC | [44 empty] | 0 | 0 | [56 empty] | 0
C - Commercial & Industrial | Small Business Energy Solutions | Small Business Retrofit | VFDs | 0 | Motors/Drives | [44 empty] | 0 | 0 | [56 empty] | 0
C - Commercial & Industrial | Small Business Energy Solutions | Small Business Retrofit | ECMs | 0 | HVAC | [44 empty] | 0 | 0 | [56 empty] | 0
C - Commercial & Industrial | Small Business Energy Solutions | Small Business Retrofit | Mini Split HP SEER 19, EER 12.83 HSPF 10 (Heating) | 0 | HVAC | [44 empty] | 0 | 0 | [56 empty] | 0
C - Commercial & Industrial | Small Business Energy Solutions | Small Business Retrofit | Mini Split HP SEER 19, EER 12.83 HSPF 10 (Cooling) | 0 | HVAC | [44 empty] | 0 | 0 | [56 empty] | 0
C - Commercial & Industrial | Small Business Energy Solutions | Small Business Retrofit | Air Conditioning | 0 | HVAC | [44 empty] | 0 | 0 | [56 empty] | 0
[50 empty] | 0 | 0 | [56 empty] | 0
[50 empty] | 0 | 0 | [56 empty] | 0
[50 empty] | 0 | 0 | [56 empty] | 0
[50 empty] | 0 | 0 | [56 empty] | 0
[50 empty] | 0 | 0 | [56 empty] | 0
C - Commercial & Industrial | Small Business Energy Solutions | Small Business New Equipment and Construction | Lighting - Fluorescents - Retro | 0 | Lighting | [44 empty] | 0 | 0 | [56 empty] | 0
C - Commercial & Industrial | Small Business Energy Solutions | Small Business New Equipment and Construction | Lighting LEDs - Retro | 0 | Lighting | [44 empty] | 0 | 0 | [56 empty] | 0
C - Commercial & Industrial | Small Business Energy Solutions | Small Business New Equipment and Construction | Lighting - Fluorescents - New | 0 | Lighting | [44 empty] | 0 | 0 | [56 empty] | 0
C - Commercial & Industrial | Small Business Energy Solutions | Small Business New Equipment and Construction | Lighting - LEDs - New | 0 | Lighting | [44 empty] | 0 | 0 | [56 empty] | 0
C - Commercial & Industrial | Small Business Energy Solutions | Small Business New Equipment and Construction | Custom | 0 | 0 | [44 empty] | 0 | 0 | [56 empty] | 0
C - Commercial & Industrial | Small Business Energy Solutions | Small Business New Equipment and Construction | Air Compressors | 0 | Compressed Air | [44 empty] | 0 | 0 | [56 empty] | 0
C - Commercial & Industrial | Small Business Energy Solutions | Small Business New Equipment and Construction | Energy Management System | 0 | HVAC | [44 empty] | 0 | 0 | [56 empty] | 0
C - Commercial & Industrial | Small Business Energy Solutions | Small Business New Equipment and Construction | VFDs | 0 | Motors/Drives | [44 empty] | 0 | 0 | [56 empty] | 0
C - Commercial & Industrial | Small Business Energy Solutions | Small Business New Equipment and Construction | ECMs | 0 | HVAC | [44 empty] | 0 | 0 | [56 empty] | 0
C - Commercial & Industrial | Small Business Energy Solutions | Small Business New Equipment and Construction | Mini Split HP SEER 19, EER 12.83 HSPF 10 (Heating) | 0 | HVAC | [44 empty] | 0 | 0 | [56 empty] | 0
C - Commercial & Industrial | Small Business Energy Solutions | Small Business New Equipment and Construction | Mini Split HP SEER 19, EER 12.83 HSPF 10 (Cooling) | 0 | HVAC | [44 empty] | 0 | 0 | [56 empty] | 0
C - Commercial & Industrial | Small Business Energy Solutions | Small Business New Equipment and Construction | Air Conditioning | 0 | HVAC | [44 empty] | 0 | 0 | [56 empty] | 0
[50 empty] | 0 | 0 | [56 empty] | 0
[50 empty] | 0 | 0 | [56 empty] | 0
[50 empty] | 0 | 0 | [56 empty] | 0
[50 empty] | 0 | 0 | [56 empty] | 0
[50 empty] | 0 | 0 | [56 empty] | 0
C - Commercial & Industrial | Small Business Energy Solutions | Small Business Direct Install | Lighting - Fluorescents - Retro | 0 | Lighting | [44 empty] | 0 | 0 | [56 empty] | 0
C - Commercial & Industrial | Small Business Energy Solutions | Small Business Direct Install | Lighting LEDs - Retro | 0 | Lighting | [44 empty] | 0 | 0 | [56 empty] | 0
C - Commercial & Industrial | Small Business Energy Solutions | Small Business Direct Install | Lighting - Fluorescents - New | 0 | Lighting | [44 empty] | 0 | 0 | [56 empty] | 0
C - Commercial & Industrial | Small Business Energy Solutions | Small Business Direct Install | Lighting - LEDs - New | 0 | Lighting | [44 empty] | 0 | 0 | [56 empty] | 0
C - Commercial & Industrial | Small Business Energy Solutions | Small Business Direct Install | Custom | 0 | 0 | [44 empty] | 0 | 0 | [56 empty] | 0
C - Commercial & Industrial | Small Business Energy Solutions | Small Business Direct Install | Air Compressors | 0 | Compressed Air | [44 empty] | 0 | 0 | [56 empty] | 0
C - Commercial & Industrial | Small Business Energy Solutions | Small Business Direct Install | Energy Management System | 0 | HVAC | [44 empty] | 0 | 0 | [56 empty] | 0
C - Commercial & Industrial | Small Business Energy Solutions | Small Business Direct Install | VFDs | 0 | Motors/Drives | [44 empty] | 0 | 0 | [56 empty] | 0
C - Commercial & Industrial | Small Business Energy Solutions | Small Business Direct Install | ECMs | 0 | HVAC | [44 empty] | 0 | 0 | [56 empty] | 0
C - Commercial & Industrial | Small Business Energy Solutions | Small Business Direct Install | Mini Split HP SEER 19, EER 12.83 HSPF 10 (Heating) | 0 | HVAC | [44 empty] | 0 | 0 | [56 empty] | 0
C - Commercial & Industrial | Small Business Energy Solutions | Small Business Direct Install | Mini Split HP SEER 19, EER 12.83 HSPF 10 (Cooling) | 0 | HVAC | [44 empty] | 0 | 0 | [56 empty] | 0
C - Commercial & Industrial | Small Business Energy Solutions | Small Business Direct Install | Air Conditioning | 0 | HVAC | [44 empty] | 0 | 0 | [56 empty] | 0
[50 empty] | 0 | 0 | [56 empty] | 0
[50 empty] | 0 | 0 | [56 empty] | 0
[50 empty] | 0 | 0 | [56 empty] | 0
[50 empty] | 0 | 0 | [56 empty] | 0
[50 empty] | 0 | 0 | [56 empty] | 0
[50 empty] | 0 | 0 | [56 empty] | 0
[50 empty] | 0 | 0 | [56 empty] | 0
[50 empty] | 0 | 0 | [56 empty] | 0
[50 empty] | 0 | 0 | [56 empty] | 0
[50 empty] | 0 | 0 | [56 empty] | 0
[50 empty] | 0 | 0 | [56 empty] | 0
[50 empty] | 0 | 0 | [56 empty] | 0
[50 empty] | 0 | 0 | [56 empty] | 0
[50 empty] | 0 | 0 | [56 empty] | 0
[50 empty] | 0 | 0 | [56 empty] | 0
[50 empty] | 0 | 0 | [56 empty] | 0
[50 empty] | 0 | 0 | [56 empty] | 0
[50 empty] | 0 | 0 | [56 empty] | 0
[50 empty] | 0 | 0 | [56 empty] | 0
[50 empty] | 0 | 0 | [56 empty] | 0
[50 empty] | 0 | 0 | [56 empty] | 0
[50 empty] | 0 | 0 | [56 empty] | 0
[50 empty] | 0 | 0 | [56 empty] | 0
[50 empty] | 0 | 0 | [56 empty] | 0
[50 empty] | 0 | 0 | [56 empty] | 0
[50 empty] | 0 | 0 | [56 empty] | 0
[50 empty] | 0 | 0 | [56 empty] | 0
[50 empty] | 0 | 0 | [56 empty] | 0
[50 empty] | 0 | 0 | [56 empty] | 0
[50 empty] | 0 | 0 | [56 empty] | 0
[50 empty] | 0 | 0 | [56 empty] | 0
[50 empty] | 0 | 0 | [56 empty] | 0
[50 empty] | 0 | 0 | [56 empty] | 0
[50 empty] | 0 | 0 | [56 empty] | 0
[50 empty] | 0 | 0 | [56 empty] | 0
[50 empty] | 0 | 0 | [56 empty] | 0
[50 empty] | 0 | 0 | [56 empty] | 0
[50 empty] | 0 | 0 | [56 empty] | 0
[50 empty] | 0 | 0 | [56 empty] | 0
[50 empty] | 0 | 0 | [56 empty] | 0
[50 empty] | 0 | 0 | [56 empty] | 0
[50 empty] | 0 | 0 | [56 empty] | 0
[50 empty] | 0 | 0 | [56 empty] | 0
[50 empty] | 0 | 0 | [56 empty] | 0
[50 empty] | 0 | 0 | [56 empty] | 0
[50 empty] | 0 | 0 | [56 empty] | 0
[50 empty] | 0 | 0 | [56 empty] | 0
[50 empty] | 0 | 0 | [56 empty] | 0
[50 empty] | 0 | 0 | [56 empty] | 0
[50 empty] | 0 | 0 | [56 empty] | 0
[50 empty] | 0 | 0 | [56 empty] | 0
[50 empty] | 0 | 0 | [56 empty] | 0
[50 empty] | 0 | 0 | [56 empty] | 0
[50 empty] | 0 | 0 | [56 empty] | 0
[50 empty] | 0 | 0 | [56 empty] | 0
[50 empty] | 0 | 0 | [56 empty] | 0
[50 empty] | 0 | 0 | [56 empty] | 0
[50 empty] | 0 | 0 | [56 empty] | 0
[50 empty] | 0 | 0 | [56 empty] | 0
[50 empty] | 0 | 0 | [56 empty] | 0
[50 empty] | 0 | 0 | [56 empty] | 0
[50 empty] | 0 | 0 | [56 empty] | 0
[50 empty] | 0 | 0 | [56 empty] | 0
[50 empty] | 0 | 0 | [56 empty] | 0
[50 empty] | 0 | 0 | [56 empty] | 0
[50 empty] | 0 | 0 | [56 empty] | 0
[50 empty] | 0 | 0 | [56 empty] | 0
[50 empty] | 0 | 0 | [56 empty] | 0
[50 empty] | 0 | 0 | [56 empty] | 0
[50 empty] | 0 | 0 | [56 empty] | 0
[50 empty] | 0 | 0 | [56 empty] | 0
[50 empty] | 0 | 0 | [56 empty] | 0
[50 empty] | 0 | 0 | [56 empty] | 0
[50 empty] | 0 | 0 | [56 empty] | 0
[50 empty] | 0 | 0 | [56 empty] | 0
[50 empty] | 0 | 0 | [56 empty] | 0
[50 empty] | 0 | 0 | [56 empty] | 0
[50 empty] | 0 | 0 | [56 empty] | 0
[50 empty] | 0 | 0 | [56 empty] | 0
[50 empty] | 0 | 0 | [56 empty] | 0
[50 empty] | 0 | 0 | [56 empty] | 0
[50 empty] | 0 | 0 | [56 empty] | 0
[50 empty] | 0 | 0 | [56 empty] | 0
[50 empty] | 0 | 0 | [56 empty] | 0
[50 empty] | 0 | 0 | [56 empty] | 0
[50 empty] | 0 | 0 | [56 empty] | 0
[50 empty] | 0 | 0 | [56 empty] | 0
[50 empty] | 0 | 0 | [56 empty] | 0
[50 empty] | 0 | 0 | [56 empty] | 0
[50 empty] | 0 | 0 | [56 empty] | 0
[50 empty] | 0 | 0 | [56 empty] | 0
[50 empty] | 0 | 0 | [56 empty] | 0
[50 empty] | 0 | 0 | [56 empty] | 0
[50 empty] | 0 | 0 | [56 empty] | 0
[50 empty] | 0 | 0 | [56 empty] | 0
[50 empty] | 0 | 0 | [56 empty] | 0
[50 empty] | 0 | 0 | [56 empty] | 0
[50 empty] | 0 | 0 | [56 empty] | 0
[50 empty] | 0 | 0 | [56 empty] | 0
[50 empty] | 0 | 0 | [56 empty] | 0
[50 empty] | 0 | 0 | [56 empty] | 0
[50 empty] | 0 | 0 | [56 empty] | 0
[50 empty] | 0 | 0 | [56 empty] | 0
[50 empty] | 0 | 0 | [56 empty] | 0
[50 empty] | 0 | 0 | [56 empty] | 0
[50 empty] | 0 | 0 | [56 empty] | 0
[50 empty] | 0 | 0 | [56 empty] | 0
[50 empty] | 0 | 0 | [56 empty] | 0
[50 empty] | 0 | 0 | [56 empty] | 0
[50 empty] | 0 | 0 | [56 empty] | 0
[50 empty] | 0 | 0 | [56 empty] | 0
[50 empty] | 0 | 0 | [56 empty] | 0
[50 empty] | 0 | 0 | [56 empty] | 0
[50 empty] | 0 | 0 | [56 empty] | 0
[50 empty] | 0 | 0 | [56 empty] | 0
[50 empty] | 0 | 0 | [56 empty] | 0
[50 empty] | 0 | 0 | [56 empty] | 0
[50 empty] | 0 | 0 | [56 empty] | 0
[50 empty] | 0 | 0 | [56 empty] | 0
[50 empty] | 0 | 0 | [56 empty] | 0
[50 empty] | 0 | 0 | [56 empty] | 0
[50 empty] | 0 | 0 | [56 empty] | 0
[50 empty] | 0 | 0 | [56 empty] | 0
[50 empty] | 0 | 0 | [56 empty] | 0
[50 empty] | 0 | 0 | [56 empty] | 0
[50 empty] | 0 | 0 | [56 empty] | 0
[50 empty] | 0 | 0 | [56 empty] | 0
[50 empty] | 0 | 0 | [56 empty] | 0
[50 empty] | 0 | 0 | [56 empty] | 0
[50 empty] | 0 | 0 | [56 empty] | 0
[50 empty] | 0 | 0 | [56 empty] | 0
[50 empty] | 0 | 0 | [56 empty] | 0
[50 empty] | 0 | 0 | [56 empty] | 0
[50 empty] | 0 | 0 | [56 empty] | 0
[50 empty] | 0 | 0 | [56 empty] | 0
[50 empty] | 0 | 0 | [56 empty] | 0
[50 empty] | 0 | 0 | [56 empty] | 0
[50 empty] | 0 | 0 | [56 empty] | 0
[50 empty] | 0 | 0 | [56 empty] | 0
[50 empty] | 0 | 0 | [56 empty] | 0
[50 empty] | 0 | 0 | [56 empty] | 0
[50 empty] | 0 | 0 | [56 empty] | 0
[50 empty] | 0 | 0 | [56 empty] | 0
[50 empty] | 0 | 0 | [56 empty] | 0
[50 empty] | 0 | 0 | [56 empty] | 0
[50 empty] | 0 | 0 | [56 empty] | 0
[50 empty] | 0 | 0 | [56 empty] | 0
[50 empty] | 0 | 0 | [56 empty] | 0
[50 empty] | 0 | 0 | [56 empty] | 0
[50 empty] | 0 | 0 | [56 empty] | 0
[50 empty] | 0 | 0 | [56 empty] | 0
[50 empty] | 0 | 0 | [56 empty] | 0
[50 empty] | 0 | 0 | [56 empty] | 0
[50 empty] | 0 | 0 | [56 empty] | 0
[50 empty] | 0 | 0 | [56 empty] | 0
[50 empty] | 0 | 0 | [56 empty] | 0
[50 empty] | 0 | 0 | [56 empty] | 0
[50 empty] | 0 | 0 | [56 empty] | 0
[50 empty] | 0 | 0 | [56 empty] | 0
[50 empty] | 0 | 0 | [56 empty] | 0
[50 empty] | 0 | 0 | [56 empty] | 0
[50 empty] | 0 | 0 | [56 empty] | 0
[50 empty] | 0 | 0 | [56 empty] | 0
[50 empty] | 0 | 0 | [56 empty] | 0
[50 empty] | 0 | 0 | [56 empty] | 0
[50 empty] | 0 | 0 | [56 empty] | 0
[50 empty] | 0 | 0 | [56 empty] | 0
[50 empty] | 0 | 0 | [56 empty] | 0
[50 empty] | 0 | 0 | [56 empty] | 0
[50 empty] | 0 | 0 | [56 empty] | 0
[50 empty] | 0 | 0 | [56 empty] | 0
[50 empty] | 0 | 0 | [56 empty] | 0
[50 empty] | 0 | 0 | [56 empty] | 0
[50 empty] | 0 | 0 | [56 empty] | 0
[50 empty] | 0 | 0 | [56 empty] | 0
[50 empty] | 0 | 0 | [56 empty] | 0
[50 empty] | 0 | 0 | [56 empty] | 0
[50 empty] | 0 | 0 | [56 empty] | 0
[50 empty] | 0 | 0 | [56 empty] | 0
[50 empty] | 0 | 0 | [56 empty] | 0
[50 empty] | 0 | 0 | [56 empty] | 0
[50 empty] | 0 | 0 | [56 empty] | 0
[50 empty] | 0 | 0 | [56 empty] | 0
[50 empty] | 0 | 0 | [56 empty] | 0
[50 empty] | 0 | 0 | [56 empty] | 0
[50 empty] | 0 | 0 | [56 empty] | 0
[50 empty] | 0 | 0 | [56 empty] | 0
[50 empty] | 0 | 0 | [56 empty] | 0
[50 empty] | 0 | 0 | [56 empty] | 0
[50 empty] | 0 | 0 | [56 empty] | 0
[50 empty] | 0 | 0 | [56 empty] | 0
[50 empty] | 0 | 0 | [56 empty] | 0
[50 empty] | 0 | 0 | [56 empty] | 0
[50 empty] | 0 | 0 | [56 empty] | 0
[50 empty] | 0 | 0 | [56 empty] | 0
[50 empty] | 0 | 0 | [56 empty] | 0
[50 empty] | 0 | 0 | [56 empty] | 0
[50 empty] | 0 | 0 | [56 empty] | 0
[50 empty] | 0 | 0 | [56 empty] | 0
[50 empty] | 0 | 0 | [56 empty] | 0
[50 empty] | 0 | 0 | [56 empty] | 0
[50 empty] | 0 | 0 | [56 empty] | 0
[50 empty] | 0 | 0 | [56 empty] | 0
[50 empty] | 0 | 0 | [56 empty] | 0
[50 empty] | 0 | 0 | [56 empty] | 0
[50 empty] | 0 | 0 | [56 empty] | 0
[50 empty] | 0 | 0 | [56 empty] | 0
[50 empty] | 0 | 0 | [56 empty] | 0
[50 empty] | 0 | 0 | [56 empty] | 0
[50 empty] | 0 | 0 | [56 empty] | 0
[50 empty] | 0 | 0 | [56 empty] | 0
[50 empty] | 0 | 0 | [56 empty] | 0
[50 empty] | 0 | 0 | [56 empty] | 0
[50 empty] | 0 | 0 | [56 empty] | 0
[50 empty] | 0 | 0 | [56 empty] | 0
[50 empty] | 0 | 0 | [56 empty] | 0
[50 empty] | 0 | 0 | [56 empty] | 0
[50 empty] | 0 | 0 | [56 empty] | 0
[50 empty] | 0 | 0 | [56 empty] | 0
[50 empty] | 0 | 0 | [56 empty] | 0
[50 empty] | 0 | 0 | [56 empty] | 0
[50 empty] | 0 | 0 | [56 empty] | 0
[50 empty] | 0 | 0 | [56 empty] | 0
[50 empty] | 0 | 0 | [56 empty] | 0
[50 empty] | 0 | 0 | [56 empty] | 0
[50 empty] | 0 | 0 | [56 empty] | 0
[50 empty] | 0 | 0 | [56 empty] | 0
[50 empty] | 0 | 0 | [56 empty] | 0
[50 empty] | 0 | 0 | [56 empty] | 0
[50 empty] | 0 | 0 | [56 empty] | 0
[50 empty] | 0 | 0 | [56 empty] | 0
[50 empty] | 0 | 0 | [56 empty] | 0
[50 empty] | 0 | 0 | [56 empty] | 0
[50 empty] | 0 | 0 | [56 empty] | 0
[50 empty] | 0 | 0 | [56 empty] | 0
[50 empty] | 0 | 0 | [56 empty] | 0
[50 empty] | 0 | 0 | [56 empty] | 0
[50 empty] | 0 | 0 | [56 empty] | 0
[50 empty] | 0 | 0 | [56 empty] | 0
[50 empty] | 0 | 0 | [56 empty] | 0
[50 empty] | 0 | 0 | [56 empty] | 0
[50 empty] | 0 | 0 | [56 empty] | 0
[50 empty] | 0 | 0 | [56 empty] | 0
[50 empty] | 0 | 0 | [56 empty] | 0
[50 empty] | 0 | 0 | [56 empty] | 0
x | x | x | x | x | x | x | x | x | x | #VALUE! | x | x |  | x | x | x | x | x | x | x | x | x | x | x | x | x | x | x | x | x | x | x | x | x | x | x | x | x | x | x | x | x | x | x | x | x | x | x | x | x | x | x | x | x | x | x | x | x | x | x | x | x | x | x | x | x | x | x | x | x | x | x | x | x | x | x | x | x | x | x | x | x | [8 empty] | x | x | x | x | x | x | x | x | x | x | x | x | x | x | x | x | x | x | x | bar: 71 to 85

## Cost Table (for BC Model) (hidden)
Year | Sector | Type | Program | Initiative | Admin - Internal | Admin - External | Customer Rebates & Services | Internal Implementation | Marketing (Used 2016 Plan) | Monitoring & Evaluation (5%) | Performance Incentive | Total Budget
2017 | B: Res | CORE | A: Home Energy Assistance | HEA (Weatherization) | 22100 | 0 | 820000 | 60000 | 53000 | 50600 | 0 | 1005700
2017 | B: Res | CORE | A: Home Energy Assistance | HEA (HVAC Systems) | 0 | 0 | 0 | 0 | 0 | 0 | 0 | 0
2017 | B: Res | CORE | B: EnergyStar Homes | ESHomes | 5000 | 0 | 68000 | 33000 | 16000 | 14000 | 0 | 136000
2017 | B: Res | CORE | C: Home Performance with Energy Star | HPwES (Weatherization) | 11200 | 0 | 600000 | 45000 | 36000 | 37000 | 0 | 729200
2017 | B: Res | CORE | C: Home Performance with Energy Star | HPwES (HVAC Systems) | 0 | 0 | 0 | 0 | 0 | 0 | 0 | 0
2017 | B: Res | CORE | C: Home Performance with Energy Star | non-HPwES (Multi-Family Wxn) | 0 | 0 | 0 | 0 | 0 | 0 | 0 | 0
2017 | B: Res | CORE | C: Home Performance with Energy Star | HPwES 3rd Party Loan Financing (Loan Buy-Downs) | 0 | 0 | 0 | 0 | 0 | 0 | 0 | 0
2017 | B: Res | CORE | E: EnergyStar Products | ESAppliances (HVAC Systems) | 15500 | 0 | 678220 | 35000 | 46500 | 40000 | 0 | 815220
2017 | B: Res | CORE | E: EnergyStar Products | ESAppliances (White Goods) | 0 | 0 | 0 | 0 | 0 | 0 | 0 | 0
2017 | B: Res | CORE | E: EnergyStar Products | ES Lighting | 0 | 0 | 0 | 0 | 0 | 0 | 0 | 0
2017 | B: Res | CORE | E: EnergyStar Products | ESProducts 3rd Party Loan Financing (Loan Buy-Downs) | 0 | 0 | 0 | 0 | 0 | 0 | 0 | 0
2017 | B: Res | Utility Specific | G: Home Energy Reports | US: Home Energy Reports | 4000 | 0 | 194000 | 8000 | 10000 | 11000 | 0 | 227000
2017 | B: Res | Utility Specific | H: Customer Engagement Platform | US: CEP | 0 | 0 | 0 | 0 | 0 | 0 | 0 | 0
2017 | B: Res | CORE | K: ISO-NE Forward Capacity Market Expenses | Res FCM Expenses | 0 | 0 | 0 | 0 | 0 | 0 | 0 | 0
2017 | B: Res | Utility Specific | L: Building Practices & Demo | Building Practices & Demo | 0 | 0 | 0 | 0 | 0 | 0 | 0 | 0
2017 | B: Res | Utility Specific | Z: Res Other 1 | US: Res Other 1 | 0 | 0 | 0 | 0 | 0 | 0 | 0 | 0
2017 | B: Res | Utility Specific | Z: Res Other 2 | US: Res Other 2 | 0 | 0 | 0 | 0 | 0 | 0 | 0 | 0
2017 | B: Res | Utility Specific | Z: Res Other 3 | US: Res Other 3 | 0 | 0 | 0 | 0 | 0 | 0 | 0 | 0
2017 | B: Res | Utility Specific | Z: Res Other 4 | US: Res Other 4 | 0 | 0 | 0 | 0 | 0 | 0 | 0 | 0
2017 | C: CI&M | CORE | A: Large Business Energy Solutions | LCI (All) | 29500 | 0 | 1332500 | 74500 | 48500 | 78100 | 0 | 1563100
2017 | C: CI&M | CORE | A: Large Business Energy Solutions | LCI (Retrofit) | 0 | 0 | 0 | 0 | 0 | 0 | 0 | 0
2017 | C: CI&M | CORE | A: Large Business Energy Solutions | LCI (New Equipment & Construction) | 0 | 0 | 0 | 0 | 0 | 0 | 0 | 0
2017 | C: CI&M | CORE | B: Small Business Energy Solutions | SCI (All) | 27500 | 0 | 1150000 | 72000 | 55000 | 68500 | 0 | 1373000
2017 | C: CI&M | CORE | B: Small Business Energy Solutions | SCI (Direct Install) | 0 | 0 | 0 | 0 | 0 | 0 | 0 | 0
2017 | C: CI&M | CORE | B: Small Business Energy Solutions | SCI (Retrofit) | 0 | 0 | 0 | 0 | 0 | 0 | 0 | 0
2017 | C: CI&M | CORE | B: Small Business Energy Solutions | SCI (New Equipment & Construction) | 0 | 0 | 0 | 0 | 0 | 0 | 0 | 0
2017 | C: CI&M | CORE | C: Municipal Energy Solution | Muni (All) | 0 | 0 | 0 | 0 | 0 | 0 | 0 | 0
2017 | C: CI&M | CORE | C: Municipal Energy Solution | Muni (Direct Install) | 0 | 0 | 0 | 0 | 0 | 0 | 0 | 0
2017 | C: CI&M | CORE | C: Municipal Energy Solution | Muni (Retrofit) | 0 | 0 | 0 | 0 | 0 | 0 | 0 | 0
2017 | C: CI&M | CORE | C: Municipal Energy Solution | Muni (New Equipment & Construction) | 0 | 0 | 0 | 0 | 0 | 0 | 0 | 0
2017 | C: CI&M | CORE | C: Municipal Energy Solution | Muni (Weatherization) | 0 | 0 | 0 | 0 | 0 | 0 | 0 | 0
2017 | C: CI&M | CORE | C: Municipal Energy Solution | Muni (HVAC Systems) | 0 | 0 | 0 | 0 | 0 | 0 | 0 | 0
2017 | C: CI&M | Utility Specific | D: Smart Start | US: Smart Start | 0 | 0 | 0 | 0 | 0 | 0 | 0 | 0
2017 | C: CI&M | Utility Specific | E: C&I Customer Partnerships | US: Partnerships | 0 | 0 | 0 | 0 | 0 | 0 | 0 | 0
2017 | C: CI&M | Utility Specific | F: Energy Rewards RFP Program | US: RFP | 0 | 0 | 0 | 0 | 0 | 0 | 0 | 0
2017 | C: CI&M | Utility Specific | G: Customer Engagement Platform | US: CEP | 0 | 0 | 0 | 0 | 0 | 0 | 0 | 0
2017 | C: CI&M | CORE | H: Education | Education | 2000 | 0 | 42000 | 6500 | 14000 | 0 | 0 | 64500
2017 | C: CI&M | CORE | I: ISO-NE Forward Capacity Market Expenses | Res FCM Expenses | 0 | 0 | 0 | 0 | 0 | 0 | 0 | 0
2017 | C: CI&M | Utility Specific | Z: CIM Other 1 | US: CIM Other 1 | 0 | 0 | 0 | 0 | 0 | 0 | 0 | 0
2017 | C: CI&M | Utility Specific | Z: CIM Other 2 | US: CIM Other 2 | 0 | 0 | 0 | 0 | 0 | 0 | 0 | 0
2017 | C: CI&M | Utility Specific | Z: CIM Other 3 | US: CIM Other 3 | 0 | 0 | 0 | 0 | 0 | 0 | 0 | 0
2017 | C: CI&M | Utility Specific | Z: CIM Other 4 | US: CIM Other 4 | 0 | 0 | 0 | 0 | 0 | 0 | 0 | 0
|  |  |  | Res = | 57800 | 0 | 2360220 | 181000 | 161500 | 152600 | 0 | 2913120
|  |  |  | C&I = | 59000 | 0 | 2524500 | 153000 | 117500 | 146600 | 0 | 3000600
|  |  |  | TOTAL | 116800 | 0 | 4884720 | 334000 | 279000 | 299200 | 0 | 5913720
|  |  |  | 2016 Plan | 412157 | 0 | 14207098 | 1772519 | 220500 | 874330 |  | 17486604
[5 empty] | 28.34% |  | 34.38% | 18.84% | 126.5% | 34.22% |  | 33.82%
Note on I1: Thomas R Belair: From TRB's Salary Allocation Worksheet

## Master Data (hidden)
Distribution Company | Program Administrator | Year | DPU Filing Date | Docket # | Reporting Period | Sector | Program | Subprogram | Internal Admin | External Admin | Rebate / Services | Implementation Services | Marketing | EM&V | Total Program Costs | Total Program Costs (2017$) | Performance Incentive | Performance Incentive (2017$) | Participant Costs | Participant Costs (2017$) | Total Resource Costs | Total Resource Costs (2017$) | Participants | Winter Capacity (kW) | Summer Capacity (kW) | Net Annual Energy (MWh) | Adj Gross Annual Energy (MWh) | Net Lifetime Energy (MWh) | Adj Gross Lifetime Energy (MWh) | Net Annual Natural Gas (MMBTU) | Adj Gross Annual Natural Gas (MMBTU) | Net Annual Natural Gas (Therms) | Adj Gross Annual Natural Gas (Therms) | Net Lifetime Natural Gas (Therms) | Adj Gross Lifetime Natural Gas (Therms) | Net Annual Oil (MMBTU) | Adj Gross Annual Oil (MMBTU) | Net Lifetime Oil (MMBTU) | Adj Gross Lifetime Oil (MMBTU) | Net Annual Propane (MMBTU) | Adj Gross Annual Propane (MMBTU) | Lifetime Propane (MMBTU) | Adj Gross Lifetime Propane (MMBTU) | Net Annual Kerosene (MMBTU) | Adj Gross Annual Kerosene (MMBTU) | Net Lifetime Kerosene (MMBTU) | Adj Gross Lifetime Kerosene (MMBTU) | Net Annual Cord Wood (MMBTU) | Adj Gross Annual Cord Wood (MMBTU) | Net Lifetime Cord Wood (MMBTU) | Adj Gross Lifetime Cord Wood (MMBTU) | Net Annual Wood Pellet (MMBTU) | Adj Gross Annual Wood Pellet (MMBTU) | Net Lifetime Wood Pellet (MMBTU) | Adj Gross Lifetime Wood Pellet (MMBTU) | Total Net Annual MMBTU | Total Net Lifetime MMBTU | Annual Water (Gallons) | Lifetime Water (Gallons) | Winter Peak Energy Benefits ($) | Winter Off-Peak Energy Benefits ($) | Summer Peak Energy Benefits ($) | Summer Off-Peak Energy Benefits ($) | Energy Benefits | DRIPE Energy Benefits | Total Energy Benefits | Summer Capacity Benefits | Winter Capacity Benefits | Transmission Capacity Benefits | Distribution Capacity Benefits | DRIPE Capacity Benefits | Total Capacity Benefits | Natural Gas Benefits | Natural Gas DRIPE Benefits | Total Gas Benefits | Oil Benefits | Propane (11) Benefits | Kerosene Benefits | Cord Wood Benefits | Wood Pellet Benefits | Water Benefits | Total Other Resource Benefits | Total Resource Benefits | Total Non Energy Impacts | Total Benefits
Gas | Liberty Utilities Gas | 2017 |  |  | Planned | B - Low-Income | A: Home Energy Assistance | HEA (Weatherization) | 22100 | 0 | 820000 | 60000 | 53000 | 50600 | 1005700 | 1005700 | 0 | 0 | 0 | 0 | 1005700 | 1005700 | 198.2719 | 0 | 0 | 50.7193 | 50.7193 | 1014.8872 | 1014.8872 | 5302.0309 | 5302.0309 | 53020.3087 | 53020.3087 | 1060323.9524 | 1060323.9524 | 0 | 0 | 0 | 0 | 0 | 0 | 0 | 0 | 0 | 0 | 0 | 0 | 0 | 0 | 0 | 0 | 0 | 0 | 0 | 0 | 5302.0309 | 106032.3952 | 0 | 0 | 24623.3434 | 37165.1475 | 0 | 0 | 61788.491 | 1173.1477 | 62961.6387 | 0 | 0 | 0 | 0 | 0 | 0 | 901076.249 | 111210.5373 | 1012286.7864 | 0 | 0 | 0 | 0 | 0 | 0 | 0 | 1075248.4251 | 0 | 1075248.4251
Gas | Liberty Utilities Gas | 2017 |  |  | Planned | B - Low-Income | A: Home Energy Assistance | HEA (HVAC Systems) | 0 | 0 | 0 | 0 | 0 | 0 | 0 | 0 | 0 | 0 | 0 | 0 | 0 | 0 |  | 0 | 0 | 0 | 0 | 0 | 0 | 0 | 0 | 0 | 0 | 0 | 0 | 0 | 0 | 0 | 0 | 0 | 0 | 0 | 0 | 0 | 0 | 0 | 0 | 0 | 0 | 0 | 0 | 0 | 0 | 0 | 0 | 0 | 0 | 0 | 0 | 0 | 0 | 0 | 0 | 0 | 0 | 0 | 0 | 0 | 0 | 0 | 0 | 0 | 0 | 0 | 0 | 0 | 0 | 0 | 0 | 0 | 0 | 0 | 0 | 0 | 0
Gas | Liberty Utilities Gas | 2017 |  |  | Planned | A - Residential | B: Energy Star Homes | ES Homes | 5000 | 0 | 68000 | 33000 | 16000 | 14000 | 136000 | 136000 | 0 | 0 | 85410 | 85410 | 221410 | 221410 | 43.8 | 0 | 0 | 28.7225 | 28.7225 | 718.0624 | 718.0624 | 1828.65 | 1828.65 | 18286.5 | 18286.5 | 457162.5 | 457162.5 | 0 | 0 | 0 | 0 | 0 | 0 | 0 | 0 | 0 | 0 | 0 | 0 | 0 | 0 | 0 | 0 | 0 | 0 | 0 | 0 | 1828.65 | 45716.25 | 0 | 0 | 21718.2491 | 23620.6065 | 0 | 0 | 45338.8556 | 680.5512 | 46019.4068 | 0 | 0 | 0 | 0 | 0 | 0 | 381218.578 | 40813.1274 | 422031.7053 | 0 | 0 | 0 | 0 | 0 | 0 | 0 | 468051.1121 | 0 | 468051.1121
Gas | Liberty Utilities Gas | 2017 |  |  | Planned | A - Residential | C: Home Performance with Energy Star | HPwES (Weatherization) | 11200 | 0 | 600000 | 45000 | 36000 | 37000 | 729200 | 729200 | 0 | 0 | 526832.7476 | 526832.7476 | 1256032.7476 | 1256032.7476 | 207.1172 | 0 | 0 | 185.3699 | 185.3699 | 3707.3984 | 3707.3984 | 7369.2714 | 7369.2714 | 73692.7143 | 73692.7143 | 1564632.6111 | 1564632.6111 | 0 | 0 | 0 | 0 | 0 | 0 | 0 | 0 | 0 | 0 | 0 | 0 | 0 | 0 | 0 | 0 | 0 | 0 | 0 | 0 | 7369.2714 | 156463.2611 | 0 | 0 | 63896.387 | 87565.6639 | 31111.5933 | 37723.6472 | 220297.2914 | 3857.9851 | 224155.2765 | 0 | 0 | 0 | 0 | 0 | 0 | 1323763.0693 | 157123.8439 | 1480886.9132 | 0 | 0 | 0 | 0 | 0 | 0 | 0 | 1705042.1897 | 0 | 1705042.1897
Gas | Liberty Utilities Gas | 2017 |  |  | Planned | A - Residential | C: Home Performance with Energy Star | HPwES (HVAC Systems) | 0 | 0 | 0 | 0 | 0 | 0 | 0 | 0 | 0 | 0 | 0 | 0 | 0 | 0 |  | 0 | 0 | 0 | 0 | 0 | 0 | 0 | 0 | 0 | 0 | 0 | 0 | 0 | 0 | 0 | 0 | 0 | 0 | 0 | 0 | 0 | 0 | 0 | 0 | 0 | 0 | 0 | 0 | 0 | 0 | 0 | 0 | 0 | 0 | 0 | 0 | 0 | 0 | 0 | 0 | 0 | 0 | 0 | 0 | 0 | 0 | 0 | 0 | 0 | 0 | 0 | 0 | 0 | 0 | 0 | 0 | 0 | 0 | 0 | 0 | 0 | 0
Gas | Liberty Utilities Gas | 2017 |  |  | Planned | A - Residential | C: Home Performance with Energy Star | non-HPwES (Multi-Family WXn) | 0 | 0 | 0 | 0 | 0 | 0 | 0 | 0 | 0 | 0 | 0 | 0 | 0 | 0 |  | 0 | 0 | 0 | 0 | 0 | 0 | 0 | 0 | 0 | 0 | 0 | 0 | 0 | 0 | 0 | 0 | 0 | 0 | 0 | 0 | 0 | 0 | 0 | 0 | 0 | 0 | 0 | 0 | 0 | 0 | 0 | 0 | 0 | 0 | 0 | 0 | 0 | 0 | 0 | 0 | 0 | 0 | 0 | 0 | 0 | 0 | 0 | 0 | 0 | 0 | 0 | 0 | 0 | 0 | 0 | 0 | 0 | 0 | 0 | 0 | 0 | 0
Gas | Liberty Utilities Gas | 2017 |  |  | Planned | A - Residential | C: Home Performance with Energy Star | HPwES 3rd Party Financing (Loan buy-down) | 0 | 0 | 0 | 0 | 0 | 0 | 0 | 0 | 0 | 0 | 0 | 0 | 0 | 0 |  | 0 | 0 | 0 | 0 | 0 | 0 | 0 | 0 | 0 | 0 | 0 | 0 | 0 | 0 | 0 | 0 | 0 | 0 | 0 | 0 | 0 | 0 | 0 | 0 | 0 | 0 | 0 | 0 | 0 | 0 | 0 | 0 | 0 | 0 | 0 | 0 | 0 | 0 | 0 | 0 | 0 | 0 | 0 | 0 | 0 | 0 | 0 | 0 | 0 | 0 | 0 | 0 | 0 | 0 | 0 | 0 | 0 | 0 | 0 | 0 | 0 | 0
Gas | Liberty Utilities Gas | 2017 |  |  | Planned | A - Residential | D: Energy Star Products | ES Appliances (HVAC Systems) | 15500 | 0 | 678220 | 35000 | 46500 | 40000 | 815220 | 815220 | 0 | 0 | 851636.242 | 851636.242 | 1666856.242 | 1666856.242 | 1321.8738 | 4.6624 | 0 | 39.48 | 39.48 | 671.16 | 671.16 | 10383.5997 | 10383.5997 | 103835.997 | 103835.997 | 1786928.9433 | 1786928.9433 | 0 | 0 | 0 | 0 | 0 | 0 | 0 | 0 | 0 | 0 | 0 | 0 | 0 | 0 | 0 | 0 | 0 | 0 | 0 | 0 | 10383.5997 | 178692.8943 | 0 | 0 | 19362.3957 | 21045.4662 | 0 | 0 | 40407.8619 | 896.243 | 41304.105 | 0 | 0 | 0 | 0 | 0 | 0 | 1509586.1307 | 211086.137 | 1720672.2677 | 0 | 0 | 0 | 0 | 0 | 0 | 0 | 1761976.3726 | 0 | 1761976.3726
Gas | Liberty Utilities Gas | 2017 |  |  | Planned | A - Residential | D: Energy Star Products | ES Appliances (White Goods) | 0 | 0 | 0 | 0 | 0 | 0 | 0 | 0 | 0 | 0 | 0 | 0 | 0 | 0 |  | 0 | 0 | 0 | 0 | 0 | 0 | 0 | 0 | 0 | 0 | 0 | 0 | 0 | 0 | 0 | 0 | 0 | 0 | 0 | 0 | 0 | 0 | 0 | 0 | 0 | 0 | 0 | 0 | 0 | 0 | 0 | 0 | 0 | 0 | 0 | 0 | 0 | 0 | 0 | 0 | 0 | 0 | 0 | 0 | 0 | 0 | 0 | 0 | 0 | 0 | 0 | 0 | 0 | 0 | 0 | 0 | 0 | 0 | 0 | 0 | 0 | 0
Gas | Liberty Utilities Gas | 2017 |  |  | Planned | A - Residential | D: Energy Star Products | ES Lighting | 0 | 0 | 0 | 0 | 0 | 0 | 0 | 0 | 0 | 0 | 0 | 0 | 0 | 0 |  | 0 | 0 | 0 | 0 | 0 | 0 | 0 | 0 | 0 | 0 | 0 | 0 | 0 | 0 | 0 | 0 | 0 | 0 | 0 | 0 | 0 | 0 | 0 | 0 | 0 | 0 | 0 | 0 | 0 | 0 | 0 | 0 | 0 | 0 | 0 | 0 | 0 | 0 | 0 | 0 | 0 | 0 | 0 | 0 | 0 | 0 | 0 | 0 | 0 | 0 | 0 | 0 | 0 | 0 | 0 | 0 | 0 | 0 | 0 | 0 | 0 | 0
Gas | Liberty Utilities Gas | 2017 |  |  | Planned | A - Residential | D: Energy Star Products | ES Products 3rd Party Financing (Loan buy-down) | 0 | 0 | 0 | 0 | 0 | 0 | 0 | 0 | 0 | 0 | 0 | 0 | 0 | 0 |  | 0 | 0 | 0 | 0 | 0 | 0 | 0 | 0 | 0 | 0 | 0 | 0 | 0 | 0 | 0 | 0 | 0 | 0 | 0 | 0 | 0 | 0 | 0 | 0 | 0 | 0 | 0 | 0 | 0 | 0 | 0 | 0 | 0 | 0 | 0 | 0 | 0 | 0 | 0 | 0 | 0 | 0 | 0 | 0 | 0 | 0 | 0 | 0 | 0 | 0 | 0 | 0 | 0 | 0 | 0 | 0 | 0 | 0 | 0 | 0 | 0 | 0
Gas | Liberty Utilities Gas | 2017 |  |  | Planned | A - Residential | G: Home Energy Reports | US: Home Energy Reports | 4000 | 0 | 194000 | 8000 | 10000 | 11000 | 227000 | 227000 | 0 | 0 | 0 | 0 | 227000 | 227000 | 38000 | 0 | 0 | 0 | 0 | 0 | 0 | 9700 | 9700 | 97000 | 97000 | 326000 | 326000 | 0 | 0 | 0 | 0 | 0 | 0 | 0 | 0 | 0 | 0 | 0 | 0 | 0 | 0 | 0 | 0 | 0 | 0 | 0 | 0 | 9700 | 32600 | 0 | 0 | 0 | 0 | 0 | 0 | 0 | 0 | 0 | 0 | 0 | 0 | 0 | 0 | 0 | 279650.9025 | 137072.7443 | 416723.6468 | 0 | 0 | 0 | 0 | 0 | 0 | 0 | 416723.6468 | 0 | 416723.6468
Gas | Liberty Utilities Gas | 2017 |  |  | Planned | A - Residential | H: Customer Engagement Platform | US: CEP | 0 | 0 | 0 | 0 | 0 | 0 | 0 | 0 | 0 | 0 | 0 | 0 | 0 | 0 |  | 0 | 0 | 0 | 0 | 0 | 0 | 0 | 0 | 0 | 0 | 0 | 0 | 0 | 0 | 0 | 0 | 0 | 0 | 0 | 0 | 0 | 0 | 0 | 0 | 0 | 0 | 0 | 0 | 0 | 0 | 0 | 0 | 0 | 0 | 0 | 0 | 0 | 0 | 0 | 0 | 0 | 0 | 0 | 0 | 0 | 0 | 0 | 0 | 0 | 0 | 0 | 0 | 0 | 0 | 0 | 0 | 0 | 0 | 0 | 0 | 0 | 0
Gas | Liberty Utilities Gas | 2017 |  |  | Planned | A - Residential | I: ISO Forward Capacity Market Expenses | Res FCM Expenses | 0 | 0 | 0 | 0 | 0 | 0 | 0 | 0 | 0 | 0 | 0 | 0 | 0 | 0 |  | 0 | 0 | 0 | 0 | 0 | 0 | 0 | 0 | 0 | 0 | 0 | 0 | 0 | 0 | 0 | 0 | 0 | 0 | 0 | 0 | 0 | 0 | 0 | 0 | 0 | 0 | 0 | 0 | 0 | 0 | 0 | 0 | 0 | 0 | 0 | 0 | 0 | 0 | 0 | 0 | 0 | 0 | 0 | 0 | 0 | 0 | 0 | 0 | 0 | 0 | 0 | 0 | 0 | 0 | 0 | 0 | 0 | 0 | 0 | 0 | 0 | 0
Gas | Liberty Utilities Gas | 2017 |  |  | Planned | A - Residential | Z: Res Other 1 | US: Res Other 1 | 0 | 0 | 0 | 0 | 0 | 0 | 0 | 0 | 0 | 0 | 0 | 0 | 0 | 0 |  | 0 | 0 | 0 | 0 | 0 | 0 | 0 | 0 | 0 | 0 | 0 | 0 | 0 | 0 | 0 | 0 | 0 | 0 | 0 | 0 | 0 | 0 | 0 | 0 | 0 | 0 | 0 | 0 | 0 | 0 | 0 | 0 | 0 | 0 | 0 | 0 | 0 | 0 | 0 | 0 | 0 | 0 | 0 | 0 | 0 | 0 | 0 | 0 | 0 | 0 | 0 | 0 | 0 | 0 | 0 | 0 | 0 | 0 | 0 | 0 | 0 | 0
Gas | Liberty Utilities Gas | 2017 |  |  | Planned | A - Residential | Z: Res Other 2 | US: Res Other 2 | 0 | 0 | 0 | 0 | 0 | 0 | 0 | 0 | 0 | 0 | 0 | 0 | 0 | 0 |  | 0 | 0 | 0 | 0 | 0 | 0 | 0 | 0 | 0 | 0 | 0 | 0 | 0 | 0 | 0 | 0 | 0 | 0 | 0 | 0 | 0 | 0 | 0 | 0 | 0 | 0 | 0 | 0 | 0 | 0 | 0 | 0 | 0 | 0 | 0 | 0 | 0 | 0 | 0 | 0 | 0 | 0 | 0 | 0 | 0 | 0 | 0 | 0 | 0 | 0 | 0 | 0 | 0 | 0 | 0 | 0 | 0 | 0 | 0 | 0 | 0 | 0
Gas | Liberty Utilities Gas | 2017 |  |  | Planned | A - Residential | Z: Res Other 3 | US: Res Other 3 | 0 | 0 | 0 | 0 | 0 | 0 | 0 | 0 | 0 | 0 | 0 | 0 | 0 | 0 |  | 0 | 0 | 0 | 0 | 0 | 0 | 0 | 0 | 0 | 0 | 0 | 0 | 0 | 0 | 0 | 0 | 0 | 0 | 0 | 0 | 0 | 0 | 0 | 0 | 0 | 0 | 0 | 0 | 0 | 0 | 0 | 0 | 0 | 0 | 0 | 0 | 0 | 0 | 0 | 0 | 0 | 0 | 0 | 0 | 0 | 0 | 0 | 0 | 0 | 0 | 0 | 0 | 0 | 0 | 0 | 0 | 0 | 0 | 0 | 0 | 0 | 0
Gas |  | 2017 |  |  | Planned | A - Residential | Z: Res Other 4 | US: Res Other 4 | 0 | 0 | 0 | 0 | 0 | 0 | 0 | 0 | 0 | 0 | 0 | 0 | 0 | 0 |  | 0 | 0 | 0 | 0 | 0 | 0 | 0 | 0 | 0 | 0 | 0 | 0 | 0 | 0 | 0 | 0 | 0 | 0 | 0 | 0 | 0 | 0 | 0 | 0 | 0 | 0 | 0 | 0 | 0 | 0 | 0 | 0 | 0 | 0 | 0 | 0 | 0 | 0 | 0 | 0 | 0 | 0 | 0 | 0 | 0 | 0 | 0 | 0 | 0 | 0 | 0 | 0 | 0 | 0 | 0 | 0 | 0 | 0 | 0 | 0 | 0 | 0
Gas |  | 2017 |  |  | Planned | 0 | 0 | 0 | 0 | 0 | 0 | 0 | 0 | 0 | 0 | 0 | 0 | 0 | 0 | 0 | 0 | 0 |  | 0 | 0 | 0 | 0 | 0 | 0 | 0 | 0 | 0 | 0 | 0 | 0 | 0 | 0 | 0 | 0 | 0 | 0 | 0 | 0 | 0 | 0 | 0 | 0 | 0 | 0 | 0 | 0 | 0 | 0 | 0 | 0 | 0 | 0 | 0 | 0 | 0 | 0 | 0 | 0 | 0 | 0 | 0 | 0 | 0 | 0 | 0 | 0 | 0 | 0 | 0 | 0 | 0 | 0 | 0 | 0 | 0 | 0 | 0 | 0 | 0 | 0
Gas |  | 2017 |  |  | Planned | C - Commercial & Industrial | A: Large Business Energy Solutions | LCI (All) | 29500 | 0 | 1332500 | 74500 | 48500 | 78100 | 1563100 | 1563100 | 0 | 0 | 1221465.2446 | 1221465.2446 | 2784565.2446 | 2784565.2446 | 225 | 0 | 0 | 0 | 0 | 0 | 0 | 50253 | 50253 | 502530 | 502530 | 6545496.5 | 6545496.5 | 0 | 0 | 0 | 0 | 0 | 0 | 0 | 0 | 0 | 0 | 0 | 0 | 0 | 0 | 0 | 0 | 0 | 0 | 0 | 0 | 50253 | 654549.65 | 0 | 0 | 0 | 0 | 0 | 0 | 0 | 0 | 0 | 0 | 0 | 0 | 0 | 0 | 0 | 4731521.4107 | 1023830.8629 | 5755352.2736 | 0 | 0 | 0 | 0 | 0 | 0 | 0 | 5755352.2736 | 0 | 5755352.2736
Gas |  | 2017 |  |  | Planned | C - Commercial & Industrial | A: Large Business Energy Solutions | LCI (Retrofit) | 0 | 0 | 0 | 0 | 0 | 0 | 0 | 0 | 0 | 0 | 0 | 0 | 0 | 0 |  | 0 | 0 | 0 | 0 | 0 | 0 | 0 | 0 | 0 | 0 | 0 | 0 | 0 | 0 | 0 | 0 | 0 | 0 | 0 | 0 | 0 | 0 | 0 | 0 | 0 | 0 | 0 | 0 | 0 | 0 | 0 | 0 | 0 | 0 | 0 | 0 | 0 | 0 | 0 | 0 | 0 | 0 | 0 | 0 | 0 | 0 | 0 | 0 | 0 | 0 | 0 | 0 | 0 | 0 | 0 | 0 | 0 | 0 | 0 | 0 | 0 | 0
Gas |  | 2017 |  |  | Planned | C - Commercial & Industrial | A: Large Business Energy Solutions | LCI (New Equipment and Construction) | 0 | 0 | 0 | 0 | 0 | 0 | 0 | 0 | 0 | 0 | 0 | 0 | 0 | 0 |  | 0 | 0 | 0 | 0 | 0 | 0 | 0 | 0 | 0 | 0 | 0 | 0 | 0 | 0 | 0 | 0 | 0 | 0 | 0 | 0 | 0 | 0 | 0 | 0 | 0 | 0 | 0 | 0 | 0 | 0 | 0 | 0 | 0 | 0 | 0 | 0 | 0 | 0 | 0 | 0 | 0 | 0 | 0 | 0 | 0 | 0 | 0 | 0 | 0 | 0 | 0 | 0 | 0 | 0 | 0 | 0 | 0 | 0 | 0 | 0 | 0 | 0
Gas |  | 2017 |  |  | Planned | C - Commercial & Industrial | A: Large Business Energy Solutions | CLI (New Equipment) | 0 | 0 | 0 | 0 | 0 | 0 | 0 | 0 | 0 | 0 | 0 | 0 | 0 | 0 |  | 0 | 0 | 0 | 0 | 0 | 0 | 0 | 0 | 0 | 0 | 0 | 0 | 0 | 0 | 0 | 0 | 0 | 0 | 0 | 0 | 0 | 0 | 0 | 0 | 0 | 0 | 0 | 0 | 0 | 0 | 0 | 0 | 0 | 0 | 0 | 0 | 0 | 0 | 0 | 0 | 0 | 0 | 0 | 0 | 0 | 0 | 0 | 0 | 0 | 0 | 0 | 0 | 0 | 0 | 0 | 0 | 0 | 0 | 0 | 0 | 0 | 0
Gas |  | 2017 |  |  | Planned | C - Commercial & Industrial | B: Small Business Energy Solutions | SCI (All) | 27500 | 0 | 1150000 | 72000 | 55000 | 68500 | 1373000 | 1373000 | 0 | 0 | 749802.9891 | 749802.9891 | 2122802.9891 | 2122802.9891 | 2797.1855 | 0 | 0 | 1.344 | 1.344 | 24.192 | 24.192 | 38717.4092 | 38717.4092 | 387174.0918 | 387174.0918 | 5175733.3835 | 5175733.3835 | 0 | 0 | 0 | 0 | 0 | 0 | 0 | 0 | 0 | 0 | 0 | 0 | 0 | 0 | 0 | 0 | 0 | 0 | 0 | 0 | 38717.4092 | 517573.3384 | 608950 | 3429350 | 702.0409 | 762.6719 | 0 | 0 | 1464.7128 | 30.6907 | 1495.4035 | 0 | 0 | 0 | 0 | 0 | 0 | 3738978.476 | 791018.5008 | 4529996.9768 | 0 | 0 | 0 | 0 | 0 | 25679.5944 | 25679.5944 | 4557171.9747 | 0 | 4557171.9747
Gas |  | 2017 |  |  | Planned | C - Commercial & Industrial | B: Small Business Energy Solutions | SCI (Direct Install) | 0 | 0 | 0 | 0 | 0 | 0 | 0 | 0 | 0 | 0 | 0 | 0 | 0 | 0 |  | 0 | 0 | 0 | 0 | 0 | 0 | 0 | 0 | 0 | 0 | 0 | 0 | 0 | 0 | 0 | 0 | 0 | 0 | 0 | 0 | 0 | 0 | 0 | 0 | 0 | 0 | 0 | 0 | 0 | 0 | 0 | 0 | 0 | 0 | 0 | 0 | 0 | 0 | 0 | 0 | 0 | 0 | 0 | 0 | 0 | 0 | 0 | 0 | 0 | 0 | 0 | 0 | 0 | 0 | 0 | 0 | 0 | 0 | 0 | 0 | 0 | 0
Gas | Liberty Utilities Gas | 2017 |  |  | Planned | C - Commercial & Industrial | B: Small Business Energy Solutions | SCI (Retrofit) | 0 | 0 | 0 | 0 | 0 | 0 | 0 | 0 | 0 | 0 | 0 | 0 | 0 | 0 |  | 0 | 0 | 0 | 0 | 0 | 0 | 0 | 0 | 0 | 0 | 0 | 0 | 0 | 0 | 0 | 0 | 0 | 0 | 0 | 0 | 0 | 0 | 0 | 0 | 0 | 0 | 0 | 0 | 0 | 0 | 0 | 0 | 0 | 0 | 0 | 0 | 0 | 0 | 0 | 0 | 0 | 0 | 0 | 0 | 0 | 0 | 0 | 0 | 0 | 0 | 0 | 0 | 0 | 0 | 0 | 0 | 0 | 0 | 0 | 0 | 0 | 0
Gas | Liberty Utilities Gas | 2017 |  |  | Planned | C - Commercial & Industrial | C: Municipal Energy Solutions | Muni (New Equipment and Construction) | 0 | 0 | 0 | 0 | 0 | 0 | 0 | 0 | 0 | 0 | 0 | 0 | 0 | 0 |  | 0 | 0 | 0 | 0 | 0 | 0 | 0 | 0 | 0 | 0 | 0 | 0 | 0 | 0 | 0 | 0 | 0 | 0 | 0 | 0 | 0 | 0 | 0 | 0 | 0 | 0 | 0 | 0 | 0 | 0 | 0 | 0 | 0 | 0 | 0 | 0 | 0 | 0 | 0 | 0 | 0 | 0 | 0 | 0 | 0 | 0 | 0 | 0 | 0 | 0 | 0 | 0 | 0 | 0 | 0 | 0 | 0 | 0 | 0 | 0 | 0 | 0
Gas | Liberty Utilities Gas | 2017 |  |  | Planned | C - Commercial & Industrial | C: Municipal Energy Solutions | Muni (All) | 0 | 0 | 0 | 0 | 0 | 0 | 0 | 0 | 0 | 0 | 0 | 0 | 0 | 0 |  | 0 | 0 | 0 | 0 | 0 | 0 | 0 | 0 | 0 | 0 | 0 | 0 | 0 | 0 | 0 | 0 | 0 | 0 | 0 | 0 | 0 | 0 | 0 | 0 | 0 | 0 | 0 | 0 | 0 | 0 | 0 | 0 | 0 | 0 | 0 | 0 | 0 | 0 | 0 | 0 | 0 | 0 | 0 | 0 | 0 | 0 | 0 | 0 | 0 | 0 | 0 | 0 | 0 | 0 | 0 | 0 | 0 | 0 | 0 | 0 | 0 | 0
Gas | Liberty Utilities Gas | 2017 |  |  | Planned | C - Commercial & Industrial | C: Municipal Energy Solutions | Muni (Direct Install) | 0 | 0 | 0 | 0 | 0 | 0 | 0 | 0 | 0 | 0 | 0 | 0 | 0 | 0 |  | 0 | 0 | 0 | 0 | 0 | 0 | 0 | 0 | 0 | 0 | 0 | 0 | 0 | 0 | 0 | 0 | 0 | 0 | 0 | 0 | 0 | 0 | 0 | 0 | 0 | 0 | 0 | 0 | 0 | 0 | 0 | 0 | 0 | 0 | 0 | 0 | 0 | 0 | 0 | 0 | 0 | 0 | 0 | 0 | 0 | 0 | 0 | 0 | 0 | 0 | 0 | 0 | 0 | 0 | 0 | 0 | 0 | 0 | 0 | 0 | 0 | 0
Gas | Liberty Utilities Gas | 2017 |  |  | Planned | C - Commercial & Industrial | C: Municipal Energy Solutions | Muni (Retrofit) | 0 | 0 | 0 | 0 | 0 | 0 | 0 | 0 | 0 | 0 | 0 | 0 | 0 | 0 |  | 0 | 0 | 0 | 0 | 0 | 0 | 0 | 0 | 0 | 0 | 0 | 0 | 0 | 0 | 0 | 0 | 0 | 0 | 0 | 0 | 0 | 0 | 0 | 0 | 0 | 0 | 0 | 0 | 0 | 0 | 0 | 0 | 0 | 0 | 0 | 0 | 0 | 0 | 0 | 0 | 0 | 0 | 0 | 0 | 0 | 0 | 0 | 0 | 0 | 0 | 0 | 0 | 0 | 0 | 0 | 0 | 0 | 0 | 0 | 0 | 0 | 0
Gas | Liberty Utilities Gas | 2017 |  |  | Planned | C - Commercial & Industrial | C: Municipal Energy Solutions | Muni (New Equipment and Construction) | 0 | 0 | 0 | 0 | 0 | 0 | 0 | 0 | 0 | 0 | 0 | 0 | 0 | 0 |  | 0 | 0 | 0 | 0 | 0 | 0 | 0 | 0 | 0 | 0 | 0 | 0 | 0 | 0 | 0 | 0 | 0 | 0 | 0 | 0 | 0 | 0 | 0 | 0 | 0 | 0 | 0 | 0 | 0 | 0 | 0 | 0 | 0 | 0 | 0 | 0 | 0 | 0 | 0 | 0 | 0 | 0 | 0 | 0 | 0 | 0 | 0 | 0 | 0 | 0 | 0 | 0 | 0 | 0 | 0 | 0 | 0 | 0 | 0 | 0 | 0 | 0
Gas | Liberty Utilities Gas | 2017 |  |  | Planned | C - Commercial & Industrial | C: Municipal Energy Solutions | Muni (Weatherization) | 0 | 0 | 0 | 0 | 0 | 0 | 0 | 0 | 0 | 0 | 0 | 0 | 0 | 0 |  | 0 | 0 | 0 | 0 | 0 | 0 | 0 | 0 | 0 | 0 | 0 | 0 | 0 | 0 | 0 | 0 | 0 | 0 | 0 | 0 | 0 | 0 | 0 | 0 | 0 | 0 | 0 | 0 | 0 | 0 | 0 | 0 | 0 | 0 | 0 | 0 | 0 | 0 | 0 | 0 | 0 | 0 | 0 | 0 | 0 | 0 | 0 | 0 | 0 | 0 | 0 | 0 | 0 | 0 | 0 | 0 | 0 | 0 | 0 | 0 | 0 | 0
Gas | Liberty Utilities Gas | 2017 |  |  | Planned | C - Commercial & Industrial | C: Municipal Energy Solutions | Muni (HVAC Systems) | 0 | 0 | 0 | 0 | 0 | 0 | 0 | 0 | 0 | 0 | 0 | 0 | 0 | 0 |  | 0 | 0 | 0 | 0 | 0 | 0 | 0 | 0 | 0 | 0 | 0 | 0 | 0 | 0 | 0 | 0 | 0 | 0 | 0 | 0 | 0 | 0 | 0 | 0 | 0 | 0 | 0 | 0 | 0 | 0 | 0 | 0 | 0 | 0 | 0 | 0 | 0 | 0 | 0 | 0 | 0 | 0 | 0 | 0 | 0 | 0 | 0 | 0 | 0 | 0 | 0 | 0 | 0 | 0 | 0 | 0 | 0 | 0 | 0 | 0 | 0 | 0
Gas | Liberty Utilities Gas | 2017 |  |  | Planned | C - Commercial & Industrial | D: Smart Start | US: Smart Start | 0 | 0 | 0 | 0 | 0 | 0 | 0 | 0 | 0 | 0 | 0 | 0 | 0 | 0 |  | 0 | 0 | 0 | 0 | 0 | 0 | 0 | 0 | 0 | 0 | 0 | 0 | 0 | 0 | 0 | 0 | 0 | 0 | 0 | 0 | 0 | 0 | 0 | 0 | 0 | 0 | 0 | 0 | 0 | 0 | 0 | 0 | 0 | 0 | 0 | 0 | 0 | 0 | 0 | 0 | 0 | 0 | 0 | 0 | 0 | 0 | 0 | 0 | 0 | 0 | 0 | 0 | 0 | 0 | 0 | 0 | 0 | 0 | 0 | 0 | 0 | 0
Gas | Liberty Utilities Gas | 2017 |  |  | Planned | C - Commercial & Industrial | E: C&I Customer Partnerships | US: Partnerships | 0 | 0 | 0 | 0 | 0 | 0 | 0 | 0 | 0 | 0 | 0 | 0 | 0 | 0 |  | 0 | 0 | 0 | 0 | 0 | 0 | 0 | 0 | 0 | 0 | 0 | 0 | 0 | 0 | 0 | 0 | 0 | 0 | 0 | 0 | 0 | 0 | 0 | 0 | 0 | 0 | 0 | 0 | 0 | 0 | 0 | 0 | 0 | 0 | 0 | 0 | 0 | 0 | 0 | 0 | 0 | 0 | 0 | 0 | 0 | 0 | 0 | 0 | 0 | 0 | 0 | 0 | 0 | 0 | 0 | 0 | 0 | 0 | 0 | 0 | 0 | 0
Gas | Liberty Utilities Gas | 2017 |  |  | Planned | C - Commercial & Industrial | F: Energy Rewards RFP Program | US: RFP | 0 | 0 | 0 | 0 | 0 | 0 | 0 | 0 | 0 | 0 | 0 | 0 | 0 | 0 |  | 0 | 0 | 0 | 0 | 0 | 0 | 0 | 0 | 0 | 0 | 0 | 0 | 0 | 0 | 0 | 0 | 0 | 0 | 0 | 0 | 0 | 0 | 0 | 0 | 0 | 0 | 0 | 0 | 0 | 0 | 0 | 0 | 0 | 0 | 0 | 0 | 0 | 0 | 0 | 0 | 0 | 0 | 0 | 0 | 0 | 0 | 0 | 0 | 0 | 0 | 0 | 0 | 0 | 0 | 0 | 0 | 0 | 0 | 0 | 0 | 0 | 0
Gas | Liberty Utilities Gas | 2017 |  |  | Planned | C - Commercial & Industrial | G: Customer Engagement Platform | US: CEP | 0 | 0 | 0 | 0 | 0 | 0 | 0 | 0 | 0 | 0 | 0 | 0 | 0 | 0 |  | 0 | 0 | 0 | 0 | 0 | 0 | 0 | 0 | 0 | 0 | 0 | 0 | 0 | 0 | 0 | 0 | 0 | 0 | 0 | 0 | 0 | 0 | 0 | 0 | 0 | 0 | 0 | 0 | 0 | 0 | 0 | 0 | 0 | 0 | 0 | 0 | 0 | 0 | 0 | 0 | 0 | 0 | 0 | 0 | 0 | 0 | 0 | 0 | 0 | 0 | 0 | 0 | 0 | 0 | 0 | 0 | 0 | 0 | 0 | 0 | 0 | 0
Gas | Liberty Utilities Gas | 2017 |  |  | Planned | C - Commercial & Industrial | H: Education | Education | 2000 | 0 | 42000 | 6500 | 14000 | 0 | 64500 | 64500 | 0 | 0 | 0 | 0 | 64500 | 64500 |  | 0 | 0 | 0 | 0 | 0 | 0 | 0 | 0 | 0 | 0 | 0 | 0 | 0 | 0 | 0 | 0 | 0 | 0 | 0 | 0 | 0 | 0 | 0 | 0 | 0 | 0 | 0 | 0 | 0 | 0 | 0 | 0 | 0 | 0 | 0 | 0 | 0 | 0 | 0 | 0 | 0 | 0 | 0 | 0 | 0 | 0 | 0 | 0 | 0 | 0 | 0 | 0 | 0 | 0 | 0 | 0 | 0 | 0 | 0 | 0 | 0 | 0
Gas | Liberty Utilities Gas | 2017 |  |  | Planned | C - Commercial & Industrial | I: ISO Forward Capacity Market Expenses | CI FCM Expenses | 0 | 0 | 0 | 0 | 0 | 0 | 0 | 0 | 0 | 0 | 0 | 0 | 0 | 0 |  | 0 | 0 | 0 | 0 | 0 | 0 | 0 | 0 | 0 | 0 | 0 | 0 | 0 | 0 | 0 | 0 | 0 | 0 | 0 | 0 | 0 | 0 | 0 | 0 | 0 | 0 | 0 | 0 | 0 | 0 | 0 | 0 | 0 | 0 | 0 | 0 | 0 | 0 | 0 | 0 | 0 | 0 | 0 | 0 | 0 | 0 | 0 | 0 | 0 | 0 | 0 | 0 | 0 | 0 | 0 | 0 | 0 | 0 | 0 | 0 | 0 | 0
Gas | Liberty Utilities Gas | 2017 |  |  | Planned | C - Commercial & Industrial | Z: CIM Other 1 | US: CIM Other 1 | 0 | 0 | 0 | 0 | 0 | 0 | 0 | 0 | 0 | 0 | 0 | 0 | 0 | 0 |  | 0 | 0 | 0 | 0 | 0 | 0 | 0 | 0 | 0 | 0 | 0 | 0 | 0 | 0 | 0 | 0 | 0 | 0 | 0 | 0 | 0 | 0 | 0 | 0 | 0 | 0 | 0 | 0 | 0 | 0 | 0 | 0 | 0 | 0 | 0 | 0 | 0 | 0 | 0 | 0 | 0 | 0 | 0 | 0 | 0 | 0 | 0 | 0 | 0 | 0 | 0 | 0 | 0 | 0 | 0 | 0 | 0 | 0 | 0 | 0 | 0 | 0
Gas | Liberty Utilities Gas | 2017 |  |  | Planned | C - Commercial & Industrial | Z: CIM Other 2 | US: CIM Other 2 | 0 | 0 | 0 | 0 | 0 | 0 | 0 | 0 | 0 | 0 | 0 | 0 | 0 | 0 |  | 0 | 0 | 0 | 0 | 0 | 0 | 0 | 0 | 0 | 0 | 0 | 0 | 0 | 0 | 0 | 0 | 0 | 0 | 0 | 0 | 0 | 0 | 0 | 0 | 0 | 0 | 0 | 0 | 0 | 0 | 0 | 0 | 0 | 0 | 0 | 0 | 0 | 0 | 0 | 0 | 0 | 0 | 0 | 0 | 0 | 0 | 0 | 0 | 0 | 0 | 0 | 0 | 0 | 0 | 0 | 0 | 0 | 0 | 0 | 0 | 0 | 0
Gas | Liberty Utilities Gas | 2017 |  |  | Planned | C - Commercial & Industrial | Z: CIM Other 3 | US: CIM Other 3 | 0 | 0 | 0 | 0 | 0 | 0 | 0 | 0 | 0 | 0 | 0 | 0 | 0 | 0 |  | 0 | 0 | 0 | 0 | 0 | 0 | 0 | 0 | 0 | 0 | 0 | 0 | 0 | 0 | 0 | 0 | 0 | 0 | 0 | 0 | 0 | 0 | 0 | 0 | 0 | 0 | 0 | 0 | 0 | 0 | 0 | 0 | 0 | 0 | 0 | 0 | 0 | 0 | 0 | 0 | 0 | 0 | 0 | 0 | 0 | 0 | 0 | 0 | 0 | 0 | 0 | 0 | 0 | 0 | 0 | 0 | 0 | 0 | 0 | 0 | 0 | 0
Gas | Liberty Utilities Gas | 2017 |  |  | Planned | C - Commercial & Industrial | Z: CIM Other 4 | US: CIM Other 4 | 0 | 0 | 0 | 0 | 0 | 0 | 0 | 0 | 0 | 0 | 0 | 0 | 0 | 0 |  | 0 | 0 | 0 | 0 | 0 | 0 | 0 | 0 | 0 | 0 | 0 | 0 | 0 | 0 | 0 | 0 | 0 | 0 | 0 | 0 | 0 | 0 | 0 | 0 | 0 | 0 | 0 | 0 | 0 | 0 | 0 | 0 | 0 | 0 | 0 | 0 | 0 | 0 | 0 | 0 | 0 | 0 | 0 | 0 | 0 | 0 | 0 | 0 | 0 | 0 | 0 | 0 | 0 | 0 | 0 | 0 | 0 | 0 | 0 | 0 | 0 | 0
Gas |  | 2017 |  |  | Planned | 0 | 0 | 0 | 0 | 0 | 0 | 0 | 0 | 0 | 0 | 0 | 0 | 0 | 0 | 0 | 0 | 0 |  | 0 | 0 | 0 | 0 | 0 | 0 | 0 | 0 | 0 | 0 | 0 | 0 | 0 | 0 | 0 | 0 | 0 | 0 | 0 | 0 | 0 | 0 | 0 | 0 | 0 | 0 | 0 | 0 | 0 | 0 | 0 | 0 | 0 | 0 | 0 | 0 | 0 | 0 | 0 | 0 | 0 | 0 | 0 | 0 | 0 | 0 | 0 | 0 | 0 | 0 | 0 | 0 | 0 | 0 | 0 | 0 | 0 | 0 | 0 | 0 | 0 | 0
[24 empty] | 0 | 0 | 0 | 0 | 0 | 0 | 0 | 0 | 0 | 0 | 0 | 0 | 0 | 0 | 0 | 0 | 0 | 0 | 0 | 0 | 0 | 0 | 0 | 0 | 0 | 0 | 0 | 0 | 0 | 0 | 0 | 0 | 0 | 0 | 0 | 0 | 0 | 0 | 0 | 0 | 0 | 0 | 0 | 0 | 0 | 0 | 0 | 0 | 0 | 0 | 0 | 0 | 0 | 0 | 0 | 0 | 0 | 0 | 0 | 0 | 0 | 0
[24 empty] | 0 | 0 | 0 | 0 | 0 | 0 | 0 | 0 | 0 | 0 | 0 | 0 | 0 | 0 | 0 | 0 | 0 | 0 | 0 | 0 | 0 | 0 | 0 | 0 | 0 | 0 | 0 | 0 | 0 | 0 | 0 | 0 | 0 | 0 | 0 | 0 | 0 | 0 | 0 | 0 | 0 | 0 | 0 | 0 | 0 | 0 | 0 | 0 | 0 | 0 | 0 | 0 | 0 | 0 | 0 | 0 | 0 | 0 | 0 | 0 | 0 | 0
[24 empty] | 0 | 0 | 0 | 0 | 0 | 0 | 0 | 0 | 0 | 0 | 0 | 0 | 0 | 0 | 0 | 0 | 0 | 0 | 0 | 0 | 0 | 0 | 0 | 0 | 0 | 0 | 0 | 0 | 0 | 0 | 0 | 0 | 0 | 0 | 0 | 0 | 0 | 0 | 0 | 0 | 0 | 0 | 0 | 0 | 0 | 0 | 0 | 0 | 0 | 0 | 0 | 0 | 0 | 0 | 0 | 0 | 0 | 0 | 0 | 0 | 0 | 0
[24 empty] | 0 | 0 | 0 | 0 | 0 | 0 | 0 | 0 | 0 | 0 | 0 | 0 | 0 | 0 | 0 | 0 | 0 | 0 | 0 | 0 | 0 | 0 | 0 | 0 | 0 | 0 | 0 | 0 | 0 | 0 | 0 | 0 | 0 | 0 | 0 | 0 | 0 | 0 | 0 | 0 | 0 | 0 | 0 | 0 | 0 | 0 | 0 | 0 | 0 | 0 | 0 | 0 | 0 | 0 | 0 | 0 | 0 | 0 | 0 | 0 | 0 | 0
[24 empty] | 0 | 0 | 0 | 0 | 0 | 0 | 0 | 0 | 0 | 0 | 0 | 0 | 0 | 0 | 0 | 0 | 0 | 0 | 0 | 0 | 0 | 0 | 0 | 0 | 0 | 0 | 0 | 0 | 0 | 0 | 0 | 0 | 0 | 0 | 0 | 0 | 0 | 0 | 0 | 0 | 0 | 0 | 0 | 0 | 0 | 0 | 0 | 0 | 0 | 0 | 0 | 0 | 0 | 0 | 0 | 0 | 0 | 0 | 0 | 0 | 0 | 0
[24 empty] | 0 | 0 | 0 | 0 | 0 | 0 | 0 | 0 | 0 | 0 | 0 | 0 | 0 | 0 | 0 | 0 | 0 | 0 | 0 | 0 | 0 | 0 | 0 | 0 | 0 | 0 | 0 | 0 | 0 | 0 | 0 | 0 | 0 | 0 | 0 | 0 | 0 | 0 | 0 | 0 | 0 | 0 | 0 | 0 | 0 | 0 | 0 | 0 | 0 | 0 | 0 | 0 | 0 | 0 | 0 | 0 | 0 | 0 | 0 | 0 | 0 | 0
[24 empty] | 0 | 0 | 0 | 0 | 0 | 0 | 0 | 0 | 0 | 0 | 0 | 0 | 0 | 0 | 0 | 0 | 0 | 0 | 0 | 0 | 0 | 0 | 0 | 0 | 0 | 0 | 0 | 0 | 0 | 0 | 0 | 0 | 0 | 0 | 0 | 0 | 0 | 0 | 0 | 0 | 0 | 0 | 0 | 0 | 0 | 0 | 0 | 0 | 0 | 0 | 0 | 0 | 0 | 0 | 0 | 0 | 0 | 0 | 0 | 0 | 0 | 0
[24 empty] | 0 | 0 | 0 | 0 | 0 | 0 | 0 | 0 | 0 | 0 | 0 | 0 | 0 | 0 | 0 | 0 | 0 | 0 | 0 | 0 | 0 | 0 | 0 | 0 | 0 | 0 | 0 | 0 | 0 | 0 | 0 | 0 | 0 | 0 | 0 | 0 | 0 | 0 | 0 | 0 | 0 | 0 | 0 | 0 | 0 | 0 | 0 | 0 | 0 | 0 | 0 | 0 | 0 | 0 | 0 | 0 | 0 | 0 | 0 | 0 | 0 | 0
[24 empty] | 0 | 0 | 0 | 0 | 0 | 0 | 0 | 0 | 0 | 0 | 0 | 0 | 0 | 0 | 0 | 0 | 0 | 0 | 0 | 0 | 0 | 0 | 0 | 0 | 0 | 0 | 0 | 0 | 0 | 0 | 0 | 0 | 0 | 0 | 0 | 0 | 0 | 0 | 0 | 0 | 0 | 0 | 0 | 0 | 0 | 0 | 0 | 0 | 0 | 0 | 0 | 0 | 0 | 0 | 0 | 0 | 0 | 0 | 0 | 0 | 0 | 0
[24 empty] | 0 | 0 | 0 | 0 | 0 | 0 | 0 | 0 | 0 | 0 | 0 | 0 | 0 | 0 | 0 | 0 | 0 | 0 | 0 | 0 | 0 | 0 | 0 | 0 | 0 | 0 | 0 | 0 | 0 | 0 | 0 | 0 | 0 | 0 | 0 | 0 | 0 | 0 | 0 | 0 | 0 | 0 | 0 | 0 | 0 | 0 | 0 | 0 | 0 | 0 | 0 | 0 | 0 | 0 | 0 | 0 | 0 | 0 | 0 | 0 | 0 | 0
[24 empty] | 0 | 0 | 0 | 0 | 0 | 0 | 0 | 0 | 0 | 0 | 0 | 0 | 0 | 0 | 0 | 0 | 0 | 0 | 0 | 0 | 0 | 0 | 0 | 0 | 0 | 0 | 0 | 0 | 0 | 0 | 0 | 0 | 0 | 0 | 0 | 0 | 0 | 0 | 0 | 0 | 0 | 0 | 0 | 0 | 0 | 0 | 0 | 0 | 0 | 0 | 0 | 0 | 0 | 0 | 0 | 0 | 0 | 0 | 0 | 0 | 0 | 0
[24 empty] | 0 | 0 | 0 | 0 | 0 | 0 | 0 | 0 | 0 | 0 | 0 | 0 | 0 | 0 | 0 | 0 | 0 | 0 | 0 | 0 | 0 | 0 | 0 | 0 | 0 | 0 | 0 | 0 | 0 | 0 | 0 | 0 | 0 | 0 | 0 | 0 | 0 | 0 | 0 | 0 | 0 | 0 | 0 | 0 | 0 | 0 | 0 | 0 | 0 | 0 | 0 | 0 | 0 | 0 | 0 | 0 | 0 | 0 | 0 | 0 | 0 | 0
[24 empty] | 0 | 0 | 0 | 0 | 0 | 0 | 0 | 0 | 0 | 0 | 0 | 0 | 0 | 0 | 0 | 0 | 0 | 0 | 0 | 0 | 0 | 0 | 0 | 0 | 0 | 0 | 0 | 0 | 0 | 0 | 0 | 0 | 0 | 0 | 0 | 0 | 0 | 0 | 0 | 0 | 0 | 0 | 0 | 0 | 0 | 0 | 0 | 0 | 0 | 0 | 0 | 0 | 0 | 0 | 0 | 0 | 0 | 0 | 0 | 0 | 0 | 0
[24 empty] | 0 | 0 | 0 | 0 | 0 | 0 | 0 | 0 | 0 | 0 | 0 | 0 | 0 | 0 | 0 | 0 | 0 | 0 | 0 | 0 | 0 | 0 | 0 | 0 | 0 | 0 | 0 | 0 | 0 | 0 | 0 | 0 | 0 | 0 | 0 | 0 | 0 | 0 | 0 | 0 | 0 | 0 | 0 | 0 | 0 | 0 | 0 | 0 | 0 | 0 | 0 | 0 | 0 | 0 | 0 | 0 | 0 | 0 | 0 | 0 | 0 | 0
[24 empty] | 0 | 0 | 0 | 0 | 0 | 0 | 0 | 0 | 0 | 0 | 0 | 0 | 0 | 0 | 0 | 0 | 0 | 0 | 0 | 0 | 0 | 0 | 0 | 0 | 0 | 0 | 0 | 0 | 0 | 0 | 0 | 0 | 0 | 0 | 0 | 0 | 0 | 0 | 0 | 0 | 0 | 0 | 0 | 0 | 0 | 0 | 0 | 0 | 0 | 0 | 0 | 0 | 0 | 0 | 0 | 0 | 0 | 0 | 0 | 0 | 0 | 0
[24 empty] | 0 | 0 | 0 | 0 | 0 | 0 | 0 | 0 | 0 | 0 | 0 | 0 | 0 | 0 | 0 | 0 | 0 | 0 | 0 | 0 | 0 | 0 | 0 | 0 | 0 | 0 | 0 | 0 | 0 | 0 | 0 | 0 | 0 | 0 | 0 | 0 | 0 | 0 | 0 | 0 | 0 | 0 | 0 | 0 | 0 | 0 | 0 | 0 | 0 | 0 | 0 | 0 | 0 | 0 | 0 | 0 | 0 | 0 | 0 | 0 | 0 | 0
[24 empty] | 0 | 0 | 0 | 0 | 0 | 0 | 0 | 0 | 0 | 0 | 0 | 0 | 0 | 0 | 0 | 0 | 0 | 0 | 0 | 0 | 0 | 0 | 0 | 0 | 0 | 0 | 0 | 0 | 0 | 0 | 0 | 0 | 0 | 0 | 0 | 0 | 0 | 0 | 0 | 0 | 0 | 0 | 0 | 0 | 0 | 0 | 0 | 0 | 0 | 0 | 0 | 0 | 0 | 0 | 0 | 0 | 0 | 0 | 0 | 0 | 0 | 0
This sheet is locked to avoid corrupt formulas and/or links. No password is required to unlock these, but proceed with caution!!

## Cost Table
Year | Sector | Program | Subprogram | Internal Admin | External Admin | Rebate / Services | Implementation Services | Marketing | EM&V | Performance Incentive | TOTAL PA COSTS | rebate calculated | calculated over / (under) budget | % difference
2017 | B - Low-Income | A: Home Energy Assistance | HEA (Weatherization) | 22100 | 0 | 820000 | 60000 | 53000 | 50600 | 0 | 1005700 | 820000 | 0 | 0%
2017 | B - Low-Income | A: Home Energy Assistance | HEA (HVAC Systems) | 0 | 0 | 0 | 0 | 0 | 0 | 0 | 0 | 0 | 0
2017 | A - Residential | B: Energy Star Homes | ES Homes | 5000 | 0 | 68000 | 33000 | 16000 | 14000 | 0 | 136000 | 43800 | -24200 | -35.59%
2017 | A - Residential | C: Home Performance with Energy Star | HPwES (Weatherization) | 11200 | 0 | 600000 | 45000 | 36000 | 37000 | 0 | 729200 | 544078.3476 | -55921.6524 | -9.32%
2017 | A - Residential | C: Home Performance with Energy Star | HPwES (HVAC Systems) | 0 | 0 | 0 | 0 | 0 | 0 | 0 | 0 | 0 | 0
2017 | A - Residential | C: Home Performance with Energy Star | non-HPwES (Multi-Family WXn) | 0 | 0 | 0 | 0 | 0 | 0 | 0 | 0 | 0 | 0
2017 | A - Residential | C: Home Performance with Energy Star | HPwES 3rd Party Financing (Loan buy-down) | 0 | 0 | 0 | 0 | 0 | 0 | 0 | 0 | 0 | 0
2017 | A - Residential | D: Energy Star Products | ES Appliances (HVAC Systems) | 15500 | 0 | 678220 | 35000 | 46500 | 40000 | 0 | 815220 | 632300 | -45920 | -6.771%
2017 | A - Residential | D: Energy Star Products | ES Appliances (White Goods) | 0 | 0 | 0 | 0 | 0 | 0 | 0 | 0 | 0 | 0
2017 | A - Residential | D: Energy Star Products | ES Lighting | 0 | 0 | 0 | 0 | 0 | 0 | 0 | 0 | 0 | 0
2017 | A - Residential | D: Energy Star Products | ES Products 3rd Party Financing (Loan buy-down) | 0 | 0 | 0 | 0 | 0 | 0 | 0 | 0 | 0 | 0
2017 | A - Residential | G: Home Energy Reports | US: Home Energy Reports | 4000 | 0 | 194000 | 8000 | 10000 | 11000 | 0 | 227000 | 0 | -194000 | -100%
2017 | A - Residential | H: Customer Engagement Platform | US: CEP | 0 | 0 | 0 | 0 | 0 | 0 | 0 | 0 | 0 | 0
2017 | A - Residential | I: ISO Forward Capacity Market Expenses | Res FCM Expenses | 0 | 0 | 0 | 0 | 0 | 0 | 0 | 0 | 0 | 0
2017 | A - Residential | Z: Res Other 1 | US: Res Other 1 | 0 | 0 | 0 | 0 | 0 | 0 | 0 | 0 | 0 | 0
2017 | A - Residential | Z: Res Other 2 | US: Res Other 2 | 0 | 0 | 0 | 0 | 0 | 0 | 0 | 0 | 0 | 0
2017 | A - Residential | Z: Res Other 3 | US: Res Other 3 | 0 | 0 | 0 | 0 | 0 | 0 | 0 | 0 | 0 | 0
2017 | A - Residential | Z: Res Other 4 | US: Res Other 4 | 0 | 0 | 0 | 0 | 0 | 0 | 0 | 0 | 0 | 0
[12 empty] | 0 | 0
2017 | C - Commercial & Industrial | A: Large Business Energy Solutions | LCI (All) | 29500 | 0 | 1332500 | 74500 | 48500 | 78100 | 0 | 1563100 | 1139036 | -193464 | -14.52%
2017 | C - Commercial & Industrial | A: Large Business Energy Solutions | LCI (Retrofit) | 0 | 0 | 0 | 0 | 0 | 0 | 0 | 0 | 0 | 0
2017 | C - Commercial & Industrial | A: Large Business Energy Solutions | LCI (New Equipment and Construction) | 0 | 0 | 0 | 0 | 0 | 0 | 0 | 0 | 0 | 0
2017 | C - Commercial & Industrial | A: Large Business Energy Solutions | CLI (New Equipment) | [8 empty] | 0 | 0
2017 | C - Commercial & Industrial | B: Small Business Energy Solutions | SCI (All) | 27500 | 0 | 1150000 | 72000 | 55000 | 68500 | 0 | 1373000 | 908175 | -241825 | -21.03%
2017 | C - Commercial & Industrial | B: Small Business Energy Solutions | SCI (Direct Install) | 0 | 0 | 0 | 0 | 0 | 0 | 0 | 0 | 0 | 0
2017 | C - Commercial & Industrial | B: Small Business Energy Solutions | SCI (Retrofit) | 0 | 0 | 0 | 0 | 0 | 0 | 0 | 0 | 0 | 0
2017 | C - Commercial & Industrial | C: Municipal Energy Solutions | Muni (New Equipment and Construction) | 0 | 0 | 0 | 0 | 0 | 0 | 0 | 0 | 0 | 0
2017 | C - Commercial & Industrial | C: Municipal Energy Solutions | Muni (All) | 0 | 0 | 0 | 0 | 0 | 0 | 0 | 0 | 0 | 0
2017 | C - Commercial & Industrial | C: Municipal Energy Solutions | Muni (Direct Install) | 0 | 0 | 0 | 0 | 0 | 0 | 0 | 0 | 0 | 0
2017 | C - Commercial & Industrial | C: Municipal Energy Solutions | Muni (Retrofit) | 0 | 0 | 0 | 0 | 0 | 0 | 0 | 0 | 0 | 0
2017 | C - Commercial & Industrial | C: Municipal Energy Solutions | Muni (New Equipment and Construction) | 0 | 0 | 0 | 0 | 0 | 0 | 0 | 0 | 0 | 0
2017 | C - Commercial & Industrial | C: Municipal Energy Solutions | Muni (Weatherization) | 0 | 0 | 0 | 0 | 0 | 0 | 0 | 0 | 0 | 0
2017 | C - Commercial & Industrial | C: Municipal Energy Solutions | Muni (HVAC Systems) | 0 | 0 | 0 | 0 | 0 | 0 | 0 | 0 | 0 | 0
2017 | C - Commercial & Industrial | D: Smart Start | US: Smart Start | 0 | 0 | 0 | 0 | 0 | 0 | 0 | 0 | 0 | 0
2017 | C - Commercial & Industrial | E: C&I Customer Partnerships | US: Partnerships | 0 | 0 | 0 | 0 | 0 | 0 | 0 | 0 | 0 | 0
2017 | C - Commercial & Industrial | F: Energy Rewards RFP Program | US: RFP | 0 | 0 | 0 | 0 | 0 | 0 | 0 | 0 | 0 | 0
2017 | C - Commercial & Industrial | G: Customer Engagement Platform | US: CEP | 0 | 0 | 0 | 0 | 0 | 0 | 0 | 0 | 0 | 0
2017 | C - Commercial & Industrial | H: Education | Education | 2000 | 0 | 42000 | 6500 | 14000 | 0 | 0 | 64500 | 0 | -42000 | -100%
2017 | C - Commercial & Industrial | I: ISO Forward Capacity Market Expenses | CI FCM Expenses | 0 | 0 | 0 | 0 | 0 | 0 | 0 | 0 | 0 | 0
2017 | C - Commercial & Industrial | Z: CIM Other 1 | US: CIM Other 1 | 0 | 0 | 0 | 0 | 0 | 0 | 0 | 0 | 0 | 0
2017 | C - Commercial & Industrial | Z: CIM Other 2 | US: CIM Other 2 | 0 | 0 | 0 | 0 | 0 | 0 | 0 | 0 | 0 | 0
2017 | C - Commercial & Industrial | Z: CIM Other 3 | US: CIM Other 3 | 0 | 0 | 0 | 0 | 0 | 0 | 0 | 0 | 0 | 0
2017 | C - Commercial & Industrial | Z: CIM Other 4 | US: CIM Other 4 | 0 | 0 | 0 | 0 | 0 | 0 | 0 | 0 | 0 | 0
Home Energy Assistance
2018 | B - Low-Income | Home Energy Assistance | EnergyStar® Homes
2018 | A - Residential | EnergyStar® Homes | HP w/EnergyStar® | 5 | 95 | 90 | 85 | 80 | 75 | 70 | 500 | 0 | -90 | -100%
2018 | A - Residential | HP w/EnergyStar® | Res Energy Star Appliance | 10 | 5 | 95 | 90 | 85 | 80 | 75 | 440 | 0 | -95 | -100%
2018 | A - Residential | Res Energy Star Appliance | Res Energy Star Lighting | 15 | 10 | 5 | 95 | 90 | 85 | 80 | 380 | 0 | -5 | -100%
2018 | A - Residential | Res Energy Star Lighting | Res Behavioral | 20 | 15 | 10 | 5 | 95 | 90 | 85 | 320 | 0 | -10 | -100%
2018 | A - Residential | Res Behavioral | Res Education | 25 | 20 | 15 | 10 | 5 | 95 | 90 | 260 | 0 | -15 | -100%
2018 | A - Residential | Res Education | Res Forward Capacity Market Expenses | 30 | 25 | 20 | 15 | 10 | 5 | 95 | 200 | 0 | -20 | -100%
2018 | A - Residential | Res Forward Capacity Market Expenses | Res Revolving Loan Fund | 35 | 30 | 25 | 20 | 15 | 10 | 5 | 140 | 0 | -25 | -100%
2018 | A - Residential | Res Revolving Loan Fund | Res 3rd Party Financing | 40 | 35 | 30 | 25 | 20 | 15 | 10 | 175 | 0 | -30 | -100%
2018 | A - Residential | Res 3rd Party Financing | Large Business New Equipment and Construction | 45 | 40 | 35 | 30 | 25 | 20 | 15 | 210 | 0 | -35 | -100%
2018 | C - Commercial & Industrial | Large Business Energy Solutions | Large Business Retrofit | 50 | 45 | 40 | 35 | 30 | 25 | 20 | 245 | 0 | -40 | -100%
2018 | C - Commercial & Industrial | Large Business Energy Solutions | Small Business New Equipment and Construction | 55 | 50 | 45 | 40 | 35 | 30 | 25 | 280 | 0 | -45 | -100%
2018 | C - Commercial & Industrial | Small Business Energy Solutions | Small Business Retrofit | 60 | 55 | 50 | 45 | 40 | 35 | 30 | 315 | 0 | -50 | -100%
2018 | C - Commercial & Industrial | Small Business Energy Solutions | Small Business Direct Install | 65 | 60 | 55 | 50 | 45 | 40 | 35 | 350 | 0 | -55 | -100%
2018 | C - Commercial & Industrial | Small Business Energy Solutions | Municipal Program | 70 | 65 | 60 | 55 | 50 | 45 | 40 | 385 | 0 | -60 | -100%
2018 | C - Commercial & Industrial | Municipal Program | C&I Education | 75 | 70 | 65 | 60 | 55 | 50 | 45 | 420 | 0 | -65 | -100%
2018 | C - Commercial & Industrial | C&I Education | C&I Forward Capacity Market Expenses | 80 | 75 | 70 | 65 | 60 | 55 | 50 | 455 | 0 | -70 | -100%
2018 | C - Commercial & Industrial | C&I Forward Capacity Market Expenses | C&I Building Practices and Demonstration | 85 | 80 | 75 | 70 | 65 | 60 | 55 | 490 | 0 | -75 | -100%
2018 | C - Commercial & Industrial | C&I Building Practices and Demonstration | Home Energy Assistance | 90 | 85 | 80 | 75 | 70 | 65 | 60 | 525 | 0 | -80 | -100%
2019 | B - Low-Income | Home Energy Assistance | EnergyStar® Homes | 95 | 90 | 85 | 80 | 75 | 70 | 65 | 560 | 0 | -85 | -100%
2019 | A - Residential | EnergyStar® Homes | HP w/EnergyStar® | 5 | 95 | 90 | 85 | 80 | 75 | 70 | 500 | 0 | -90 | -100%
2019 | A - Residential | HP w/EnergyStar® | Res Energy Star Appliance | 10 | 5 | 95 | 90 | 85 | 80 | 75 | 440 | 0 | -95 | -100%
2019 | A - Residential | Res Energy Star Appliance | Res Energy Star Lighting | 15 | 10 | 5 | 95 | 90 | 85 | 80 | 380 | 0 | -5 | -100%
2019 | A - Residential | Res Energy Star Lighting | Res Behavioral | 20 | 15 | 10 | 5 | 95 | 90 | 85 | 320 | 0 | -10 | -100%
2019 | A - Residential | Res Behavioral | Res Education | 25 | 20 | 15 | 10 | 5 | 95 | 90 | 260 | 0 | -15 | -100%
2019 | A - Residential | Res Education | Res Forward Capacity Market Expenses | 30 | 25 | 20 | 15 | 10 | 5 | 95 | 200 | 0 | -20 | -100%
2019 | A - Residential | Res Forward Capacity Market Expenses | Res Revolving Loan Fund | 35 | 30 | 25 | 20 | 15 | 10 | 5 | 140 | 0 | -25 | -100%
2019 | A - Residential | Res Revolving Loan Fund | Res 3rd Party Financing | 40 | 35 | 30 | 25 | 20 | 15 | 10 | 175 | 0 | -30 | -100%
2019 | A - Residential | Res 3rd Party Financing | Large Business New Equipment and Construction | 45 | 40 | 35 | 30 | 25 | 20 | 15 | 210 | 0 | -35 | -100%
2019 | C - Commercial & Industrial | Large Business Energy Solutions | Large Business Retrofit | 50 | 45 | 40 | 35 | 30 | 25 | 20 | 245 | 0 | -40 | -100%
2019 | C - Commercial & Industrial | Large Business Energy Solutions | Small Business New Equipment and Construction | 55 | 50 | 45 | 40 | 35 | 30 | 25 | 280 | 0 | -45 | -100%
2019 | C - Commercial & Industrial | Small Business Energy Solutions | Small Business Retrofit | 60 | 55 | 50 | 45 | 40 | 35 | 30 | 315 | 0 | -50 | -100%
2019 | C - Commercial & Industrial | Small Business Energy Solutions | Small Business Direct Install | 65 | 60 | 55 | 50 | 45 | 40 | 35 | 350 | 0 | -55 | -100%
2019 | C - Commercial & Industrial | Small Business Energy Solutions | Municipal Program | 70 | 65 | 60 | 55 | 50 | 45 | 40 | 385 | 0 | -60 | -100%
2019 | C - Commercial & Industrial | Municipal Program | C&I Education | 75 | 70 | 65 | 60 | 55 | 50 | 45 | 420 | 0 | -65 | -100%
2019 | C - Commercial & Industrial | C&I Education | C&I Forward Capacity Market Expenses | 80 | 75 | 70 | 65 | 60 | 55 | 50 | 455 | 0 | -70 | -100%
2019 | C - Commercial & Industrial | C&I Forward Capacity Market Expenses | C&I Building Practices and Demonstration | 85 | 80 | 75 | 70 | 65 | 60 | 55 | 490 | 0 | -75 | -100%
2019 | C - Commercial & Industrial | C&I Building Practices and Demonstration |  | 90 | 85 | 80 | 75 | 70 | 65 | 60 | 525 | 0 | -80 | -100%
|  |  |  | 95 | 90 | 85 | 80 | 75 | 70 | 65 | 560 | 0 | -85 | -100%
Note on N1: Reynolds, Meera: this does NOT include processing, overhead, admin, etc costs related to rebates
This sheet is locked to avoid corrupt formulas and/or links. No password is required to unlock these, but proceed with caution!!

## Att G Cost Eff 17
Liberty Utilities Gas
NHPUC Docket No. DE 14-216
Attachment DG
Page 1 of 5
Program Cost-Effectiveness - 2017 PLAN
|  | Total Resource Benefit / Cost Ratio | Benefits ($000) | Utility Costs ($000) | Customer Costs ($000) |  | Annual MWh Savings | Lifetime MWh Savings | Winter kW Savings | Summer kW Savings | Number of Customers Served | Annual MMBTU Savings | Lifetime MMBTU Savings
Residential
Home Energy Assistance | A: Home Energy Assistance | 1.0692 | 1075.2484 | 1005.7 | 0 |  | 50.7193 | 1014.8872 | 0 | 0 | 198.2719 | 5302.0309 | 106032.3952
ENERGY STAR Homes | B: Energy Star Homes | 2.114 | 468.0511 | 136 | 85.41 |  | 28.7225 | 718.0624 | 0 | 0 | 43.8 | 1828.65 | 45716.25
Home Performance with ENERGY STAR | C: Home Performance with Energy Star | 1.3575 | 1705.0422 | 729.2 | 526.8327 |  | 185.3699 | 3707.3984 | 0 | 0 | 207.1172 | 7369.2714 | 156463.2611
ENERGY STAR Products | D: Energy Star Products | 1.0571 | 1761.9764 | 815.22 | 851.6362 |  | 39.48 | 671.16 | 4.6624 | 0 | 1321.8738 | 10383.5997 | 178692.8943
Home Energy Reports | G: Home Energy Reports | 1.8358 | 416.7236 | 227 | 0 |  | 0 | 0 | 0 | 0 | 38000 | 9700 | 32600
|  | 0 | 0 | 0 | 0 |  | 0 | 0 | 0 | 0 | 0 | 0 | 0
|  | 0 | 0 | 0 | 0 |  | 0 | 0 | 0 | 0 | 0 | 0 | 0
|  | 0 | 0 | 0 | 0 |  | 0 | 0 | 0 | 0 | 0 | 0 | 0
|  | 0 | 0 | 0 | 0 |  | 0 | 0 | 0 | 0 | 0 | 0 | 0
|  | 0 | 0 | 0 | 0 |  | 0 | 0 | 0 | 0 | 0 | 0 | 0
|  | 0 | 0 | 0 | 0 |  | 0 | 0 | 0 | 0 | 0 | 0 | 0
|  | 0 | 0 | 0 | 0 |  | 0 | 0 | 0 | 0 | 0 | 0 | 0
|  | 0 | 0 | 0 | 0 |  | 0 | 0 | 0 | 0 | 0 | 0 | 0
|  | 0 | 0 | 0 | 0 |  | 0 | 0 | 0 | 0 | 0 | 0 | 0
Sub-Total Residential |  | 1.2399 | 5427.0417 | 2913.12 | 1463.879 | 0 | 304.2917 | 6111.508 | 4.6624 | 0 | 39771.0629 | 34583.552 | 519504.8007
Commercial & Industrial
Large Business Energy Solutions | A: Large Business Energy Solutions | 2.0669 | 5755.3523 | 1563.1 | 1221.4652 |  | 0 | 0 | 0 | 0 | 225 | 50253 | 654549.65
Small Business Energy Solutions | B: Small Business Energy Solutions | 2.1468 | 4557.172 | 1373 | 749.803 |  | 1.344 | 24.192 | 0 | 0 | 2797.1855 | 38717.4092 | 517573.3384
Education | H: Education | 0 | 0 | 64.5 | 0 |  | 0 | 0 | 0 | 0 | 0 | 0 | 0
|  | 0 | 0 | 0 | 0 |  | 0 | 0 | 0 | 0 | 0 | 0 | 0
|  | 0 | 0 | 0 | 0 |  | 0 | 0 | 0 | 0 | 0 | 0 | 0
|  | 0 | 0 | 0 | 0 |  | 0 | 0 | 0 | 0 | 0 | 0 | 0
|  | 0 | 0 | 0 | 0 |  | 0 | 0 | 0 | 0 | 0 | 0 | 0
|  | 0 | 0 | 0 | 0 |  | 0 | 0 | 0 | 0 | 0 | 0 | 0
|  | 0 | 0 | 0 | 0 |  | 0 | 0 | 0 | 0 | 0 | 0 | 0
|  | 0 | 0 | 0 | 0 |  | 0 | 0 | 0 | 0 | 0 | 0 | 0
|  | 0 | 0 | 0 | 0 |  | 0 | 0 | 0 | 0 | 0 | 0 | 0
|  | 0 | 0 | 0 | 0 |  | 0 | 0 | 0 | 0 | 0 | 0 | 0
|  | 0 | 0 | 0 | 0 |  | 0 | 0 | 0 | 0 | 0 | 0 | 0
Sub-Total Commercial & Industrial |  | 2.0742 | 10312.5242 | 3000.6 | 1971.2682 | 0 | 1.344 | 24.192 | 0 | 0 | 3022.1855 | 88970.4092 | 1172122.9884
Total |  | 1.6836 | 15739.566 | 5913.72 | 3435.1472 |  | 305.6357 | 6135.7 | 4.6624 | 0 | 42793.2483 | 123553.9612 | 1691627.789
Note on M9: Reynolds, Meera: This might not be unique customers in C&I given the subprograms.

## 2017 Budget Test (hidden)
Program | Initiative | Incentive Budget | Annual Cost Rate (incentive) | Annual Savings
A: Home Energy Assistance | HEA (Weatherization) | 2442243.4973 | 2.78 | 878504.8551
A: Home Energy Assistance | HEA (HVAC Systems) | 520000 |  |  | (fossil fuel only???)
B: EnergyStar Homes | ESHomes | 927719.536 | 2 | 463859.768
C: Home Performance with Energy Star | HPwES (Weatherization) | 1470567.4714 | 1.25 | 1176453.9771 | (blend of MF and SF)
C: Home Performance with Energy Star | HPwES (HVAC Systems) | 22180.428 |  |  | (fossil fuel only??)
C: Home Performance with Energy Star | non-HPwES (Multi-Family Wxn) | 0 | 0.5 | 0
C: Home Performance with Energy Star | HPwES 3rd Party Loan Financing (Loan Buy-Downs) | 22180.428
E: EnergyStar Products | ESLighting | 338755.6965 | 0.08 | 4234446.206
E: EnergyStar Products | ESAppliances (White Goods) | 465412.84 | 0.65 | 716019.7538
E: EnergyStar Products | ESAppliances (HVAC Systems) | 554510.7 | 0.65 | 853093.3846
E: EnergyStar Products | ESProducts 3rd Party Loan Financing (Loan Buy-Downs) | 0
G: Home Energy Reports | US: Home Energy Reports | 279246.093 |  |  | (not included)
H: Customer Engagement Platform | US: CEP | 201229.0751
K: ISO-NE Forward Capacity Market Expenses | Res FCM Expenses | 9526.8486
L: Building Practices & Demo | Building Practices & Demo | 0
Z: Res Other 1 | US: Res Other 1 | 0
Z: Res Other 2 | US: Res Other 2 | 0
Z: Res Other 3 | US: Res Other 3 | 0
Z: Res Other 4 | US: Res Other 4 | 0
0 | 0 | 0
A: Large Business Energy Solutions | LCI (All) | 0
A: Large Business Energy Solutions | LCI (Retrofit) | 2030736.6078 | 0.18 | 11281870.0432
A: Large Business Energy Solutions | LCI (New Equipment & Construction) | 1754871.6265 | 0.18 | 9749286.8139
B: Small Business Energy Solutions | SCI (All) | 528707.1279 | 0.18 | 2937261.8218
B: Small Business Energy Solutions | SCI (Direct Install) | 564817.4586 | 0.18 | 3137874.7702
B: Small Business Energy Solutions | SCI (Retrofit) | 645505.667 | 0.18 | 3586142.5945
B: Small Business Energy Solutions | SCI (New Equipment & Construction) | 403441.0419 | 0.18 | 2241339.1216
C: Municipal Energy Solution | Muni (All) | 197600.9273 | 0.18 | 1097782.9292
C: Municipal Energy Solution | Muni (Direct Install) | 668207.944 | 0.18 | 3712266.3553
C: Municipal Energy Solution | Muni (Retrofit) | 267283.1776 | 0.18 | 1484906.5421
C: Municipal Energy Solution | Muni (New Equipment & Construction) | 267283.1776 | 0.18 | 1484906.5421
C: Municipal Energy Solution | Muni (Weatherization) | 66820.7944 | 0.18 | 371226.6355
C: Municipal Energy Solution | Muni (HVAC Systems) | 66820.7944
D: Smart Start | US: Smart Start | 36691.8989
E: C&I Customer Partnerships | US: Partnerships | 16606.4191
F: Energy Rewards RFP Program | US: RFP | 361029.052 | 0.18 | 2005716.9554
G: Customer Engagement Platform | US: CEP | 302934.0853
H: Education | Education | 137880.6803
I: ISO-NE Forward Capacity Market Expenses | Res FCM Expenses | 51094.9087
|  |  |  | estimated | goal
|  |  |  | 51412959.0696 | 47316324 | 108.7%
|  |  | 2014 Sales | 7886054000
|  |  | Percent of Sales | 0.6519%
|  | Budget | Savings | Cost Rate
| Residential | 7253572.6139 | 8322377.9447 | 0.87157
| C&I | 8368333.3892 | 43090581.1249 | 0.1942
| Total | 15621906.003 | 51412959.0696 | 0.30385