## README
Commercial Steam Traps
Measure Characterization:
| Measure Description | Steam Traps
| Baseline | Leaky or Failed Steam Trap
| Measure Scenario(s) | RET, ROB
| Baseline Efficiency Levels | Leaky or Failed Steam Trap
| Measure Level Description | Newly Installed / Replaced Steam Trap
| Measure Efficiency Levels | n/a
| Sizes | Pipe diameter ranges between 0.25" and 3"
| Distinguishing Features | 1) Thermostatic, Thermodynamic, Mechanical, or Fixed-Orifice
2) Maximum Operating Pressure
| Installation Scenarios | Commercial and Industrial Steam Heating Lines (Low and Medium Temperature Applications)
| Sources | Mass Save TRM, CA Steam Trap Surveys, Conservation Solutions Interview
| Comments | Costs for steam trap installation / replacement will be captured during this study. The scope of this characterization excludes steam trap repairs, steam trap surveys, and steam trap testing.
| Incremental Labor Cost | No
| Cost Basis | Full Installed
Incremental Cost Methodology
Incremental measure costs (not the full cost) are used when an energy-efficient appliance or measure promoted through the program is installed in lieu of the standard (less efficient) appliance/measure. The equation for calculating incremental measure costs is simply:
Incremental measure cost = efficient measure cost (material and labor) - base case cost (material and labor)
Measure: A measure is defined as the efficient alternative to the baseline option of installation. In this case, it is defined as a replacement, functional Steam Trap. The full measure costs include equipment and labor.
Baseline: The baseline condition is defined as the standard equipment that would have been installed without the utility EE activity . The baseline equipment in this instance is a faulty, leaky Steam Trap due for replacement.
Summary of Results Tab
The summary of results tab presents the incremental cost for the Steam Traps. Material, labor, and installed incremental costs are presented in 7 categories allowing NEEP constituents to choose the market that best represents their services territory.
The regions presented represent the results of analyzing RSMeans City Cost Index (CCI). Navigant's analysis of the CCI determined that NEEP's overall service territories could be categorized into 6 unique regions (7 including a Base Cost Factor category).
Data Analysis Tab
Raw Data
Navigant completed 3 in-depth interviews with installing contractors, vendors, and manufacturers to understand the typical installation practices and associated costs for Steam Trap replacements. Additionally, over 100 cost points from program tracking data supports the analysis, along with over 250 internet cost data points.
Formatted Data
Primary cost data was collected from in-depth interviews and program tracking data across multiple states including MA, NY, NH, and RI. Due to the inherent differences in cost from one region to another (i.e. the cost of labor and materials is greater in NY than in VT), Navigant adjusted all material and labor cost points to represent base cost factor (BCF) data using RSMeans CCI. Table 1 provides a regional break down of NEEP. For example, if the material cost provided from a contractor in New York Metro for a Steam Trap was $1,000, then the BCF cost would be:
BCF = Original State Cost ($) / Average Adjustment Factor for Original State
BCF = $1,000 / 1.03
BCF = $968.29
The same method was used to adjust all labor costs.
Material Analysis
The analysis identified and removed any potential outlier data points through a review of the data. It was observed that Steam Trap Material Cost increased with increasing diameter size, and also that Material Costs are highly related to Steam Trap technology type. Analysis was performed on the following Steam Trap technologies: Float & Thermostatic (F&T), Inverted Bucket, Thermodynamic / Thermodisc, and Thermostatic. It was observed that Steam Trap Material Costs for the Thermodynamic and Thermodisc technologies were almost identical, therefore these two technologies were analyzed together.
A linear regression was used to develop the material cost at various diameters for each technology type. The regression analysis was performed on the entire range of Steam Trap diameter sizes for each technology. For instance, F&T traps have data ranging from 0.5" to 2", whereas Thermostatic traps were only found in the range of 0.5" - 1". Thus, the Results for F&T traps extend from 0.5" to 2", whereas the Results for Thermostatic traps are only from 0.5" to 1". Types of Steam Traps Float and Thermostatic type steam traps use a float connected by a linkage to the valve plug to discharge condensate from the system.
Inverted Bucket type stream traps use an inverted bucket as a float device connected by a linkage to the valve plug. Thermodynamic type steam traps operate in a cyclic on/off process using the thermodynamic properties of flash steam as it flows through the trap.
Thermodisc type steam traps use steam velocity and pressure to move a disc to open and close the valve plug.
Thermostatic Trap type steam traps use a fluid-filled thermal element that operates by thermal expansion and contraction.
Labor Analysis
Contractor interviews identified an incremental difference in the time to install Steam Traps of a larger diameter, when compared to the time to install Steam Traps of a smaller diameter. Installation times were taken from the three in-depth interviews. Finally, the labor rate was calculated with a weighted average of all contractor labor rates ($/HR) collected from the three in-depth interviews.
Results
Results are presented for each technology type and common trap diameter size at the BCF level.

## Summary of Results
Commercial Steam Traps
Does this measure have incremental labor cost (Yes/No)? | No
Labor Cost Analysis Type: | Labor Costs
Steam Trap Type | Diameter Size (in.) | Steam Traps |  | Base Cost Factor ($/Unit)
|  | Material Cost | Labor Cost | Total Installed Cost
Float & Thermostatic | 0.5 | 308.3525 | 197.3421 | 505.6946
| 0.75 | 437.4188 | 197.3421 | 634.7609
| 1 | 566.4852 | 208.8425 | 775.3277
| 1.5 | 824.6179 | 294.9488 | 1119.5667
| 2 | 1082.7506 | 278.4567 | 1361.2072
Inverted Bucket | 0.5 | 268.1852 | 197.3421 | 465.5273
| 0.75 | 471.4003 | 197.3421 | 668.7424
| 1 | 674.6154 | 208.8425 | 883.4579
| 1.5 | 1081.0456 | 294.9488 | 1375.9944
| 2 | 1487.4758 | 278.4567 | 1765.9325
Thermodisc / Thermodynamic | 0.5 | 384.8779 | 197.3421 | 582.22
| 0.75 | 534.9141 | 197.3421 | 732.2562
| 1 | 684.9503 | 208.8425 | 893.7928
Thermostatic | 0.5 | 179.2304 | 197.3421 | 376.5725
| 0.75 | 304.5562 | 197.3421 | 501.8983
| 1 | 429.882 | 208.8425 | 638.7245
Adjustment factors
Steam Trap Type | Diameter Size (in.) | Steam Traps |  | Market 1 Northern New England Cost ($/Unit) |  | Material Market | Labor Market
|  | Material Cost | Labor Cost | Total Installed Cost |  | 0.97583 | 0.81533
Float & Thermostatic | 0.5 | 300.9007 | 160.8996 | 461.8002
| 0.75 | 426.8479 | 160.8996 | 587.7475
| 1 | 552.7951 | 170.2762 | 723.0714
| 1.5 | 804.6896 | 240.4816 | 1045.1712
| 2 | 1056.5841 | 227.035 | 1283.6191
Inverted Bucket | 0.5 | 261.7041 | 160.8996 | 422.6036
| 0.75 | 460.0081 | 160.8996 | 620.9077
| 1 | 658.3122 | 170.2762 | 828.5885
| 1.5 | 1054.9204 | 240.4816 | 1295.4019
| 2 | 1451.5285 | 227.035 | 1678.5635
Thermodisc / Thermodynamic | 0.5 | 375.5767 | 160.8996 | 536.4762
| 0.75 | 521.987 | 160.8996 | 682.8866
| 1 | 668.3973 | 170.2762 | 838.6736
Thermostatic | 0.5 | 174.899 | 160.8996 | 335.7986
| 0.75 | 297.1961 | 160.8996 | 458.0957
| 1 | 419.4932 | 170.2762 | 589.7694
Adjustment factors
Steam Trap Type | Diameter Size (in.) | Steam Traps |  | Market 2 Central/Southern New England Cost ($/Unit) |  | Material Market | Labor Market
|  | Material Cost | Labor Cost | Total Installed Cost |  | 0.9836 | 1.1632
Float & Thermostatic | 0.5 | 303.2955 | 229.5483 | 532.8438
| 0.75 | 430.2452 | 229.5483 | 659.7935
| 1 | 557.1948 | 242.9256 | 800.1204
| 1.5 | 811.0941 | 343.0844 | 1154.1786
| 2 | 1064.9934 | 323.9008 | 1388.8942
Inverted Bucket | 0.5 | 263.787 | 229.5483 | 493.3353
| 0.75 | 463.6693 | 229.5483 | 693.2177
| 1 | 663.5517 | 242.9256 | 906.4773
| 1.5 | 1063.3165 | 343.0844 | 1406.4009
| 2 | 1463.0812 | 323.9008 | 1786.982
Thermodisc / Thermodynamic | 0.5 | 378.5659 | 229.5483 | 608.1142
| 0.75 | 526.1415 | 229.5483 | 755.6898
| 1 | 673.7171 | 242.9256 | 916.6427
Thermostatic | 0.5 | 176.291 | 229.5483 | 405.8393
| 0.75 | 299.5615 | 229.5483 | 529.1098
| 1 | 422.8319 | 242.9256 | 665.7575
Adjustment factors
Diameter Size (in.) | Steam Trap Type | Steam Traps |  | Market 3 New England City Cost ($/Unit) |  | Material Market | Labor Market
|  | Material Cost | Labor Cost | Total Installed Cost |  | 1.008 | 1.2795
Float & Thermostatic | 0.5 | 310.8193 | 252.4992 | 563.3185
| 0.75 | 440.9182 | 252.4992 | 693.4174
| 1 | 571.0171 | 267.214 | 838.231
| 1.5 | 831.2148 | 377.387 | 1208.6018
| 2 | 1091.4126 | 356.2853 | 1447.6978
Inverted Bucket | 0.5 | 270.3307 | 252.4992 | 522.8299
| 0.75 | 475.1715 | 252.4992 | 727.6707
| 1 | 680.0123 | 267.214 | 947.2263
| 1.5 | 1089.694 | 377.387 | 1467.081
| 2 | 1499.3756 | 356.2853 | 1855.6609
Thermodisc / Thermodynamic | 0.5 | 387.9569 | 252.4992 | 640.4561
| 0.75 | 539.1934 | 252.4992 | 791.6926
| 1 | 690.4299 | 267.214 | 957.6439
Thermostatic | 0.5 | 180.6642 | 252.4992 | 433.1634
| 0.75 | 306.9926 | 252.4992 | 559.4918
| 1 | 433.321 | 267.214 | 700.535
Adjustment factors
Diameter Size (in.) | Steam Trap Type | Steam Traps |  | Market 4 NY Metro Cost ($/Unit) |  | Material Market | Labor Market
|  | Material Cost | Labor Cost | Total Installed Cost |  | 1.0278 | 1.5593
Float & Thermostatic | 0.5 | 316.9093 | 307.7056 | 624.6149
| 0.75 | 449.5572 | 307.7056 | 757.2629
| 1 | 582.2052 | 325.6377 | 907.8428
| 1.5 | 847.501 | 459.8989 | 1307.3999
| 2 | 1112.7969 | 434.1835 | 1546.9804
Inverted Bucket | 0.5 | 275.6273 | 307.7056 | 583.333
| 0.75 | 484.4817 | 307.7056 | 792.1873
| 1 | 693.336 | 325.6377 | 1018.9736
| 1.5 | 1111.0446 | 459.8989 | 1570.9435
| 2 | 1528.7533 | 434.1835 | 1962.9368
Thermodisc / Thermodynamic | 0.5 | 395.5582 | 307.7056 | 703.2639
| 0.75 | 549.7579 | 307.7056 | 857.4636
| 1 | 703.9577 | 325.6377 | 1029.5953
Thermostatic | 0.5 | 184.204 | 307.7056 | 491.9097
| 0.75 | 313.0076 | 307.7056 | 620.7133
| 1 | 441.8112 | 325.6377 | 767.4489
Adjustment factors
Diameter Size (in.) | Steam Trap Type | Steam Traps |  | Market 5 NY Upstate Cost ($/Unit) |  | Material Market | Labor Market
|  | Material Cost | Labor Cost | Total Installed Cost |  | 0.9865 | 1.0135
Float & Thermostatic | 0.5 | 304.1897 | 200.0062 | 504.196
| 0.75 | 431.5137 | 200.0062 | 631.5199
| 1 | 558.8376 | 211.6619 | 770.4995
| 1.5 | 813.4855 | 298.9306 | 1112.4161
| 2 | 1068.1334 | 282.2158 | 1350.3492
Inverted Bucket | 0.5 | 264.5647 | 200.0062 | 464.5709
| 0.75 | 465.0364 | 200.0062 | 665.0426
| 1 | 665.5081 | 211.6619 | 877.17
| 1.5 | 1066.4515 | 298.9306 | 1365.3821
| 2 | 1467.3949 | 282.2158 | 1749.6107
Thermodisc / Thermodynamic | 0.5 | 379.682 | 200.0062 | 579.6882
| 0.75 | 527.6927 | 200.0062 | 727.6989
| 1 | 675.7035 | 211.6619 | 887.3653
Thermostatic | 0.5 | 176.8108 | 200.0062 | 376.817
| 0.75 | 300.4447 | 200.0062 | 500.4509
| 1 | 424.0786 | 211.6619 | 635.7404
Adjustment factors
Diameter Size (in.) | Steam Trap Type | Steam Traps |  | Market 6 Mid-Atlantic Cost ($/Unit) |  | Material Market | Labor Market
|  | Material Cost | Labor Cost | Total Installed Cost |  | 0.99275 | 0.88775
Float & Thermostatic | 0.5 | 306.117 | 175.1904 | 481.3074
| 0.75 | 434.2476 | 175.1904 | 609.438
| 1 | 562.3782 | 185.3999 | 747.7781
| 1.5 | 818.6394 | 261.8408 | 1080.4802
| 2 | 1074.9006 | 247.1999 | 1322.1005
Inverted Bucket | 0.5 | 266.2409 | 175.1904 | 441.4313
| 0.75 | 467.9827 | 175.1904 | 643.1731
| 1 | 669.7245 | 185.3999 | 855.1244
| 1.5 | 1073.208 | 261.8408 | 1335.0488
| 2 | 1476.6916 | 247.1999 | 1723.8915
Thermodisc / Thermodynamic | 0.5 | 382.0875 | 175.1904 | 557.2779
| 0.75 | 531.036 | 175.1904 | 706.2264
| 1 | 679.9844 | 185.3999 | 865.3843
Thermostatic | 0.5 | 177.931 | 175.1904 | 353.1214
| 0.75 | 302.3481 | 175.1904 | 477.5386
| 1 | 426.7653 | 185.3999 | 612.1653
Market | Market Code | Regions | Material Adjustment Factor | Labor Adjustment Factor | Total
Northern New England | 1 | ME, VT, NH | 0.97583 | 0.81533 | 0.90417
Central/Southern New England | 2 | MA (exc Boston), RI, most CT | 0.9836 | 1.1632 | 1.0628
New England City | 3 | Boston, Providence | 1.008 | 1.2795 | 1.1275
NY Metro | 4 | NYC, Metro, Suburbs, Southeast CT | 1.0278 | 1.5593 | 1.262
NY Upstate | 5 | Buffalo, Rochester etc. | 0.9865 | 1.0135 | 0.99825
Mid-Atlantic | 6 | MD, DE, DC | 0.99275 | 0.88775 | 0.94625
Base Cost Factor Average | - | - | 1 | 1 | 1
Summary of incremental cost data analysis for Steam Traps: Regional adjustment factors are applied to Base Cost Factor incremental costs. Regional adjustment factors were developed using RSMeans Masterformat City Cost Indexes based on weighted average of division category. In addition, two methods of analysis were employed for the Labor Cost Analysis:
(1) Arithmetic Mean of Labor Costs per Diameter size (Labor Costs) and; (2) Arithmetic Mean of Man Hours per Diameter size multiplied by an average labor rate (Man Hours) The user may choose between each method by toggling the selection in Cell C8.
Note: Baseline assumptions correspond to a faulty or leaky Steam Trap due for replacement. Although this measure does not have incremental labor costs, labor costs are included in the Total Installed Costs below.

## Data Analysis
[53 empty] | Results |  |  |  |  | Regional Adjustment Factors | [5 empty] | Results
Measure Level Data |  | Description |  |  |  | Material Cost |  |  |  |  | Labor Cost | [6 empty] | Source |  |  |  | Measure Level Costs Adjusted to Base Cost Factors and Markups Added to Internet Data | [14 empty] | Measure Material Cost Data for Analysis |  |  |  |  | Measure Labor Cost Data for Analysis |  |  |  |  | Measure Labor Cost Data for Analysis | [5 empty] | Base Cost Factor Steam Traps Material and Labor Cost Analysis Results | [10 empty] | Diameter Size (in.) | Steam Trap Type | Steam Traps |  | Base Cost Factor ($/Unit)
ID | Component Type | Manufacturer | Type | Diameter | Max PSI | Price Year | Price | Quantity | Cost Unit | Action Type | Labor Cost | Cost Unit | Labor Rate | Man Hours | Installation Cost | Total Installed Cost | Region | Source Name | Source Link | Source Date | Notes | Region | ID | Component Type | Type | Diameter | Price Year | Measure equipment cost ($/unit) | Measure Labor Cost | Measure Labor Rate | Measure Man Hours | Installation Cost | Measure equipment cost ($/unit)- BCF adjusted | Measure labor rate- BCF adjusted | Labor cost- BCF adjusted | Installed cost- BCF adjusted | Type | Diameter | Measure equipment cost ($/unit)- BCF adjusted | F&T |  | Diameter | Labor cost- BCF adjusted | Labor Costs - Arithmetic Mean |  |  | Diameter | Measure Man Hours | Measure Labor Rate - BCF Adjusted | Man Hours - Arithmetic Mean |  |  | Diameter (inches) | Steam Trap Type | Steam Trap Material Cost ($) | Steam Trap Labor Cost ($) | Steam Trap Total Installed Cost ($) | [8 empty] | Material Cost | Labor Cost | Total Installed Cost
1 | Steam Trap | Armstrong International | F&T | 0.5 |  | 2014 | 222.5 | 1 | $/unit | [7 empty] | BCF | Grainger | n/a | 2014-01-22 |  | BCF | 1 | Steam Trap | F&T | 0.5 | 2014 | 222.5 | 0 | 0 | 0 | 0 | 283.6875 | 0 | 0 | 283.6875 | F&T | 1.5 | 217.2182 | Diameter (inches) | Steam Trap Material Cost ($) | 0.5 | 101.2036 | Diameter (inches) | Steam Trap Labor Cost ($) | Cost Points | 0.5 | 1 | 101.2036 | Diameter (inches) | Measure Man Hours | Steam Trap Labor Cost ($) | 0.5 | Float & Thermostatic | 308.3525 | 197.3421 | 505.6946 | [6 empty] | 0.5 | Float & Thermostatic | 308.3525 | 197.3421 | 505.6946
2 | Steam Trap | Armstrong International | F&T | 0.5 |  | 2014 | 222.5 | 1 | $/unit | [7 empty] | BCF | Grainger | n/a | 2014-01-22 |  | BCF | 2 | Steam Trap | F&T | 0.5 | 2014 | 222.5 | 0 | 0 | 0 | 0 | 283.6875 | 0 | 0 | 283.6875 | F&T | 1 | 985.0591 | 0.5 | 308.3525 | 0.75 | 101.2036 | 0.5 | 197.3421 | 8 | 0.75 | 1 | 101.2036 | 0.5 | 3 | 251.7708 | 0.75 | Float & Thermostatic | 437.4188 | 197.3421 | 634.7609 | [6 empty] | 0.75 | Float & Thermostatic | 437.4188 | 197.3421 | 634.7609
3 | Steam Trap | Armstrong International | F&T | 0.5 |  | 2014 | 261 | 1 | $/unit | [7 empty] | BCF | Grainger | n/a | 2014-01-22 |  | BCF | 3 | Steam Trap | F&T | 0.5 | 2014 | 261 | 0 | 0 | 0 | 0 | 332.775 | 0 | 0 | 332.775 | F&T | 2 | 1565.9914 | 0.75 | 437.4188 | 1 | 151.8053 | 0.75 | 197.3421 | 8 | 1 | 1.5 | 101.2036 | 0.75 | 3 | 251.7708 | 1 | Float & Thermostatic | 566.4852 | 208.8425 | 775.3277 | [6 empty] | 1 | Float & Thermostatic | 566.4852 | 208.8425 | 775.3277
4 | Steam Trap | Armstrong International | F&T | 0.5 |  | 2014 | 261 | 1 | $/unit | [7 empty] | BCF | Grainger | n/a | 2014-01-22 |  | BCF | 4 | Steam Trap | F&T | 0.5 | 2014 | 261 | 0 | 0 | 0 | 0 | 332.775 | 0 | 0 | 332.775 | F&T | 0.5 | 704.4375 | 1 | 566.4852 | 2 | 151.8053 | 1 | 208.8425 | 8 | 2 | 1.5 | 101.2036 | 1 | 3 | 251.7708 | 1.5 | Float & Thermostatic | 824.6179 | 294.9488 | 1119.5667 | [6 empty] | 1.5 | Float & Thermostatic | 824.6179 | 294.9488 | 1119.5667
5 | Steam Trap | Armstrong International | F&T | 0.5 |  | 2014 | 378.75 | 1 | $/unit | [7 empty] | BCF | Grainger | n/a | 2014-01-22 |  | BCF | 5 | Steam Trap | F&T | 0.5 | 2014 | 378.75 | 0 | 0 | 0 | 0 | 482.9062 | 0 | 0 | 482.9062 | F&T | 1 | 217.2182 | 1.5 | 824.6179 | 2 | 151.8053 | 1.5 | 294.9488 | 4 | 2 | 1.5 | 101.2036 | 1.5 | 4 | 335.6944 | 2 | Float & Thermostatic | 1082.7506 | 278.4567 | 1361.2072 | [6 empty] | 2 | Float & Thermostatic | 1082.7506 | 278.4567 | 1361.2072
6 | Steam Trap | Armstrong International | F&T | 0.5 |  | 2014 | 378.75 | 1 | $/unit | [7 empty] | BCF | Grainger | n/a | 2014-01-22 |  | BCF | 6 | Steam Trap | F&T | 0.5 | 2014 | 378.75 | 0 | 0 | 0 | 0 | 482.9062 | 0 | 0 | 482.9062 | F&T | 2 | 1461.15 | 2 | 1082.7506 | 3 | 151.8053 | 2 | 278.4567 | 12 | 3 | 1.5 | 101.2036 | 2 | 4 | 335.6944 | 0.5 | Inverted Bucket | 268.1852 | 197.3421 | 465.5273 | Reference: RSMeans Masterformat City Cost Indexes based on weighted average of division category | [5 empty] | 0.5 | Inverted Bucket | 268.1852 | 197.3421 | 465.5273
7 | Steam Trap | Armstrong International | F&T | 0.75 |  | 2014 | 222.5 | 1 | $/unit | [7 empty] | BCF | Grainger | n/a | 2014-01-22 |  | BCF | 7 | Steam Trap | F&T | 0.75 | 2014 | 222.5 | 0 | 0 | 0 | 0 | 283.6875 | 0 | 0 | 283.6875 | F&T | 2 | 1461.15 |  |  | 0.5 | 303.6107 |  |  |  | 0.5 | 3 | 101.2036 |  |  |  | 0.75 | Inverted Bucket | 471.4003 | 197.3421 | 668.7424 | Region | Market Code | Reference City | Material | Installation | Total | 0.75 | Inverted Bucket | 471.4003 | 197.3421 | 668.7424
8 | Steam Trap | Armstrong International | F&T | 0.75 |  | 2014 | 222.5 | 1 | $/unit | [7 empty] | BCF | Grainger | n/a | 2014-01-22 |  | BCF | 8 | Steam Trap | F&T | 0.75 | 2014 | 222.5 | 0 | 0 | 0 | 0 | 283.6875 | 0 | 0 | 283.6875 | F&T | 1 | 831.9375 |  |  | 0.75 | 303.6107 |  |  |  | 0.75 | 3 | 101.2036 | Average Labor Rate | 83.9236 |  | 1 | Inverted Bucket | 674.6154 | 208.8425 | 883.4579 | Maine | 1 | Portland | 99.2 | 92.1 | 96.1 | 1 | Inverted Bucket | 674.6154 | 208.8425 | 883.4579
9 | Steam Trap | Armstrong International | F&T | 0.75 |  | 2014 | 261 | 1 | $/unit | [7 empty] | BCF | Grainger | n/a | 2014-01-22 |  | BCF | 9 | Steam Trap | F&T | 0.75 | 2014 | 261 | 0 | 0 | 0 | 0 | 332.775 | 0 | 0 | 332.775 | F&T | 1 | 831.9375 | Linear regression output |  | 1 | 303.6107 |  |  |  | 1 | 3 | 101.2036 |  |  |  | 1.5 | Inverted Bucket | 1081.0456 | 294.9488 | 1375.9944 | Maine | 1 | Rockland | 94.2 | 87.5 | 91.2 | 1.5 | Inverted Bucket | 1081.0456 | 294.9488 | 1375.9944
10 | Steam Trap | Armstrong International | F&T | 0.75 |  | 2014 | 261 | 1 | $/unit | [7 empty] | BCF | Grainger | n/a | 2014-01-22 |  | BCF | 10 | Steam Trap | F&T | 0.75 | 2014 | 261 | 0 | 0 | 0 | 0 | 332.775 | 0 | 0 | 332.775 | F&T | 1 | 831.9375 | Diameter (inches) | Intercept | 2 | 303.6107 |  |  |  | 2 | 3 | 101.2036 |  |  |  | 2 | Inverted Bucket | 1487.4758 | 278.4567 | 1765.9325 | Massachusetts | 3 | Boston | 101.5 | 139.2 | 118.1 | 2 | Inverted Bucket | 1487.4758 | 278.4567 | 1765.9325
11 | Steam Trap | Armstrong International | F&T | 0.75 |  | 2014 | 378.75 | 1 | $/unit | [7 empty] | BCF | Grainger | n/a | 2014-01-22 |  | BCF | 11 | Steam Trap | F&T | 0.75 | 2014 | 378.75 | 0 | 0 | 0 | 0 | 482.9062 | 0 | 0 | 482.9062 | F&T | 1 | 831.9375 | 516.2654 | 50.2198 | 2 | 303.6107 |  |  |  | 2 | 3 | 101.2036 |  |  |  | 0.5 | Thermodisc / Thermodynamic | 384.8779 | 197.3421 | 582.22 | Massachusetts | 2 | Fall River | 99.9 | 127.9 | 112.3 | 0.5 | Thermodisc / Thermodynamic | 384.8779 | 197.3421 | 582.22
12 | Steam Trap | Armstrong International | F&T | 0.75 |  | 2014 | 378.75 | 1 | $/unit | [7 empty] | BCF | Grainger | n/a | 2014-01-22 |  | BCF | 12 | Steam Trap | F&T | 0.75 | 2014 | 378.75 | 0 | 0 | 0 | 0 | 482.9062 | 0 | 0 | 482.9062 | F&T | 0.75 | 151.5476 | 42.4155 | 46.9967 | 3 | 303.6107 |  |  |  | 3 | 3 | 101.2036 |  |  |  | 0.75 | Thermodisc / Thermodynamic | 534.9141 | 197.3421 | 732.2562 | Massachusetts | 2 | Greenfield | 96.9 | 109.9 | 102.6 | 0.75 | Thermodisc / Thermodynamic | 534.9141 | 197.3421 | 732.2562
13 | Steam Trap | Armstrong International | F&T | 0.75 |  | 2014 | 378.75 | 1 | $/unit | [7 empty] | BCF | Grainger | n/a | 2014-01-22 |  | BCF | 13 | Steam Trap | F&T | 0.75 | 2014 | 378.75 | 0 | 0 | 0 | 0 | 482.9062 | 0 | 0 | 482.9062 | F&T | 1 | 802.6125 | 0.6068 | 188.7207 | 0.5 | 82.8029 |  |  |  | 0.5 | 1 | 82.8029 |  |  |  | 1 | Thermodisc / Thermodynamic | 684.9503 | 208.8425 | 893.7928 | Massachusetts | 2 | Pittsfield | 99.1 | 107.1 | 102.7 | 1 | Thermodisc / Thermodynamic | 684.9503 | 208.8425 | 893.7928
14 | Steam Trap | Armstrong International | F&T | 0.75 |  | 2014 | 378.75 | 1 | $/unit | [7 empty] | BCF | Grainger | n/a | 2014-01-22 |  | BCF | 14 | Steam Trap | F&T | 0.75 | 2014 | 378.75 | 0 | 0 | 0 | 0 | 482.9062 | 0 | 0 | 482.9062 | F&T | 1.25 | 426.1687 | 148.1482 | 96 | 0.75 | 82.8029 |  |  |  | 0.75 | 1 | 82.8029 |  |  |  | 0.5 | Thermostatic | 179.2304 | 197.3421 | 376.5725 | New Hampshire | 1 | Manchester | 100.6 | 94 | 97.2 | 0.5 | Thermostatic | 179.2304 | 197.3421 | 376.5725
15 | Steam Trap | Armstrong International | F&T | 1 |  | 2014 | 268.25 | 1 | $/unit | [7 empty] | BCF | Grainger | n/a | 2014-01-22 |  | BCF | 15 | Steam Trap | F&T | 1 | 2014 | 268.25 | 0 | 0 | 0 | 0 | 342.0187 | 0 | 0 | 342.0187 | F&T | 0.75 | 176.8055 | 5276374.6445 | 3419089.0874 | 1 | 124.2044 |  |  |  | 1 | 1.5 | 82.8029 |  |  |  | 0.75 | Thermostatic | 304.5562 | 197.3421 | 501.8983 | New Hampshire | 1 | Claremont | 94.9 | 70.7 | 84.2 | 0.75 | Thermostatic | 304.5562 | 197.3421 | 501.8983
16 | Steam Trap | Armstrong International | F&T | 1 |  | 2014 | 268.25 | 1 | $/unit | [7 empty] | BCF | Grainger | n/a | 2014-01-22 |  | BCF | 16 | Steam Trap | F&T | 1 | 2014 | 268.25 | 0 | 0 | 0 | 0 | 342.0187 | 0 | 0 | 342.0187 | F&T | 1.25 | 910.9875 |  |  | 2 | 124.2044 |  |  |  | 2 | 1.5 | 82.8029 |  |  |  | 1 | Thermostatic | 429.882 | 208.8425 | 638.7245 | Rhode Island | 2 | Newport | 98.7 | 116.7 | 106.6 | 1 | Thermostatic | 429.882 | 208.8425 | 638.7245
17 | Steam Trap | Armstrong International | F&T | 1 |  | 2014 | 285 | 1 | $/unit | [7 empty] | BCF | Grainger | n/a | 2014-01-22 |  | BCF | 17 | Steam Trap | F&T | 1 | 2014 | 285 | 0 | 0 | 0 | 0 | 363.375 | 0 | 0 | 363.375 | F&T | 1.25 | 910.9875 |  |  | 2 | 124.2044 |  |  |  | 2 | 1.5 | 82.8029 |  |  |  | Labor Analysis Type: |  | Labor Costs |  |  | Rhode Island | 3 | Providence | 100.1 | 116.7 | 107.4
18 | Steam Trap | Armstrong International | F&T | 1 |  | 2014 | 285 | 1 | $/unit | [7 empty] | BCF | Grainger | n/a | 2014-01-22 |  | BCF | 18 | Steam Trap | F&T | 1 | 2014 | 285 | 0 | 0 | 0 | 0 | 363.375 | 0 | 0 | 363.375 | F&T | 2 | 917.3625 |  |  | 3 | 124.2044 |  |  |  | 3 | 1.5 | 82.8029 | [8 empty] | New York | 5 | Albany | 97 | 99.8 | 98.2
19 | Steam Trap | Armstrong International | F&T | 1 |  | 2014 | 422 | 1 | $/unit | [7 empty] | BCF | Grainger | n/a | 2014-01-22 |  | BCF | 19 | Steam Trap | F&T | 1 | 2014 | 422 | 0 | 0 | 0 | 0 | 538.05 | 0 | 0 | 538.05 | F&T | 1.5 | 985.0591 |  |  | 0.5 | 248.4087 |  |  |  | 0.5 | 3 | 82.8029 |  |  |  | Diameter (inches) | Steam Trap Type | Steam Trap Material Cost ($) | Steam Trap Labor Cost ($) | Steam Trap Total Installed Cost ($) | New York | 4 | Brooklyn | 103 | 164.8 | 130.2
20 | Steam Trap | Armstrong International | F&T | 1 |  | 2014 | 422 | 1 | $/unit | [7 empty] | BCF | Grainger | n/a | 2014-01-22 |  | BCF | 20 | Steam Trap | F&T | 1 | 2014 | 422 | 0 | 0 | 0 | 0 | 538.05 | 0 | 0 | 538.05 | F&T | 1 | 342.0187 |  |  | 0.75 | 248.4087 |  |  |  | 0.75 | 3 | 82.8029 |  |  |  | 0.5 | Float & Thermostatic | 308.3525 | 251.7708 | 560.1233 | New York | 5 | Buffalo | 100 | 104.1 | 101.8
21 | Steam Trap | Armstrong International | F&T | 1 |  | 2014 | 422 | 1 | $/unit | [7 empty] | BCF | Grainger | n/a | 2014-01-22 |  | BCF | 21 | Steam Trap | F&T | 1 | 2014 | 422 | 0 | 0 | 0 | 0 | 538.05 | 0 | 0 | 538.05 | F&T | 1 | 342.0187 |  |  | 1 | 248.4087 |  |  |  | 1 | 3 | 82.8029 |  |  |  | 0.75 | Float & Thermostatic | 437.4188 | 251.7708 | 689.1897 | New York | 4 | New York | 104.2 | 167 | 131.9
22 | Steam Trap | Armstrong International | F&T | 1 |  | 2014 | 422 | 1 | $/unit | [7 empty] | BCF | Grainger | n/a | 2014-01-22 |  | BCF | 22 | Steam Trap | F&T | 1 | 2014 | 422 | 0 | 0 | 0 | 0 | 538.05 | 0 | 0 | 538.05 | F&T | 1.25 | 464.7375 |  |  | 2 | 248.4087 |  |  |  | 2 | 3 | 82.8029 |  |  |  | 1 | Float & Thermostatic | 566.4852 | 251.7708 | 818.256 | New York | 5 | Rochester | 100.1 | 96 | 98.3
23 | Steam Trap | Armstrong International | F&T | 1.25 |  | 2014 | 334.25 | 1 | $/unit | [7 empty] | BCF | Grainger | n/a | 2014-01-22 |  | BCF | 23 | Steam Trap | F&T | 1.25 | 2014 | 334.25 | 0 | 0 | 0 | 0 | 426.1687 | 0 | 0 | 426.1687 | F&T | 0.5 | 556.5375 |  |  | 2 | 248.4087 |  |  |  | 2 | 3 | 82.8029 |  |  |  | 1.5 | Float & Thermostatic | 824.6179 | 335.6944 | 1160.3123 | New York | 5 | Niagara Falls | 97.5 | 105.5 | 101
24 | Steam Trap | Armstrong International | F&T | 1.25 |  | 2014 | 364.5 | 1 | $/unit | [7 empty] | BCF | Grainger | n/a | 2014-01-22 |  | BCF | 24 | Steam Trap | F&T | 1.25 | 2014 | 364.5 | 0 | 0 | 0 | 0 | 464.7375 | 0 | 0 | 464.7375 | F&T | 0.5 | 556.5375 |  |  | 3 | 248.4087 |  |  |  | 3 | 3 | 82.8029 |  |  |  | 2 | Float & Thermostatic | 1082.7506 | 335.6944 | 1418.445 | New York | 4 | Long Island City | 102.5 | 164.8 | 130
25 | Steam Trap | Armstrong International | F&T | 1.25 |  | 2014 | 551 | 1 | $/unit | [7 empty] | BCF | Grainger | n/a | 2014-01-22 |  | BCF | 25 | Steam Trap | F&T | 1.25 | 2014 | 551 | 0 | 0 | 0 | 0 | 702.525 | 0 | 0 | 702.525 | F&T | 0.5 | 556.5375 |  |  | 0.5 | 168.5422 |  |  |  | 0.5 | 3.3333 | 50.5626 |  |  |  | 0.5 | Inverted Bucket | 268.1852 | 251.7708 | 519.956 | Vermont | 1 | Burlington | 100.5 | 77.8 | 90.5
26 | Steam Trap | Armstrong International | F&T | 1.25 |  | 2014 | 551 | 1 | $/unit | [7 empty] | BCF | Grainger | n/a | 2014-01-22 |  | BCF | 26 | Steam Trap | F&T | 1.25 | 2014 | 551 | 0 | 0 | 0 | 0 | 702.525 | 0 | 0 | 702.525 | F&T | 0.5 | 556.5375 |  |  | 0.75 | 168.5422 |  |  |  | 0.75 | 3.3333 | 50.5626 |  |  |  | 0.75 | Inverted Bucket | 471.4003 | 251.7708 | 723.1711 | Vermont | 1 | Guildhall | 96.1 | 67.1 | 83.3
27 | Steam Trap | Armstrong International | F&T | 1.5 |  | 2014 | 472.5 | 1 | $/unit | [7 empty] | BCF | Grainger | n/a | 2014-01-22 |  | BCF | 27 | Steam Trap | F&T | 1.5 | 2014 | 472.5 | 0 | 0 | 0 | 0 | 602.4375 | 0 | 0 | 602.4375 | F&T | 0.5 | 556.5375 |  |  | 1 | 168.5422 |  |  |  | 1 | 3.3333 | 50.5626 |  |  |  | 1 | Inverted Bucket | 674.6154 | 251.7708 | 926.3862 | Connecticut | 4 | Stamford | 101.4 | 127.1 | 112.7
28 | Steam Trap | Armstrong International | F&T | 1.5 |  | 2014 | 563 | 1 | $/unit | [7 empty] | BCF | Grainger | n/a | 2014-01-22 |  | BCF | 28 | Steam Trap | F&T | 1.5 | 2014 | 563 | 0 | 0 | 0 | 0 | 717.825 | 0 | 0 | 717.825 | F&T | 0.5 | 151.5476 |  |  | 0.5 | 252.8132 |  |  |  | 0.5 | 5 | 50.5626 |  |  |  | 1.5 | Inverted Bucket | 1081.0456 | 335.6944 | 1416.74 | Connecticut | 2 | New London | 97.2 | 120 | 107.2
29 | Steam Trap | Armstrong International | F&T | 1.5 |  | 2014 | 630 | 1 | $/unit | [7 empty] | BCF | Grainger | n/a | 2014-01-22 |  | BCF | 29 | Steam Trap | F&T | 1.5 | 2014 | 630 | 0 | 0 | 0 | 0 | 803.25 | 0 | 0 | 803.25 | F&T | 1 | 363.375 |  |  | 0.75 | 252.8132 |  |  |  | 0.75 | 5 | 50.5626 |  |  |  | 2 | Inverted Bucket | 1487.4758 | 335.6944 | 1823.1703 | Delaware | 6 | Wilmington | 98.6 | 108.9 | 103.1
30 | Steam Trap | Armstrong International | F&T | 1.5 |  | 2014 | 630 | 1 | $/unit | [7 empty] | BCF | Grainger | n/a | 2014-01-22 |  | BCF | 30 | Steam Trap | F&T | 1.5 | 2014 | 630 | 0 | 0 | 0 | 0 | 803.25 | 0 | 0 | 803.25 | F&T | 1 | 363.375 |  |  | 1 | 252.8132 |  |  |  | 1 | 5 | 50.5626 |  |  |  | 0.5 | Thermodisc / Thermodynamic | 384.8779 | 251.7708 | 636.6487 | Maryland | 6 | Easton | 97.3 | 69.7 | 85.1
31 | Steam Trap | Armstrong International | F&T | 2 |  | 2014 | 826.5 | 1 | $/unit | [7 empty] | BCF | Grainger | n/a | 2014-01-22 |  | BCF | 31 | Steam Trap | F&T | 2 | 2014 | 826.5 | 0 | 0 | 0 | 0 | 1053.7875 | 0 | 0 | 1053.7875 | F&T | 0.75 | 234.9187 |  |  | 1.25 | 252.8132 |  |  |  | 1.25 | 5 | 50.5626 |  |  |  | 0.75 | Thermodisc / Thermodynamic | 534.9141 | 251.7708 | 786.6849 | Maryland | 6 | Baltimore | 100.1 | 84.1 | 93
32 | Steam Trap | Armstrong International | F&T | 2 |  | 2014 | 906.5 | 1 | $/unit | [7 empty] | BCF | Grainger | n/a | 2014-01-22 |  | BCF | 32 | Steam Trap | F&T | 2 | 2014 | 906.5 | 0 | 0 | 0 | 0 | 1155.7875 | 0 | 0 | 1155.7875 | F&T | 2 | 970.275 |  |  | 1.5 | 252.8132 |  |  |  | 1.5 | 5 | 50.5626 |  |  |  | 1 | Thermodisc / Thermodynamic | 684.9503 | 251.7708 | 936.7211 | D.C. | 6 | Washington | 101.1 | 92.4 | 97.3
33 | Steam Trap | Armstrong International | F&T | 2 |  | 2014 | 1146 | 1 | $/unit | [7 empty] | BCF | Grainger | n/a | 2014-01-22 |  | BCF | 33 | Steam Trap | F&T | 2 | 2014 | 1146 | 0 | 0 | 0 | 0 | 1461.15 | 0 | 0 | 1461.15 | F&T | 0.5 | 176.8055 |  |  | 1.25 | 337.0843 |  |  |  | 1.25 | 6.6667 | 50.5626 |  |  |  | 0.5 | Thermostatic | 179.2304 | 251.7708 | 431.0012 | Geographically Normalized Average |  |  | 100 | 100 | 100
34 | Steam Trap | Armstrong International | F&T | 2 |  | 2014 | 1146 | 1 | $/unit | [7 empty] | BCF | Grainger | n/a | 2014-01-22 |  | BCF | 34 | Steam Trap | F&T | 2 | 2014 | 1146 | 0 | 0 | 0 | 0 | 1461.15 | 0 | 0 | 1461.15 | F&T | 1.25 | 505.5375 |  |  | 1.5 | 337.0843 |  |  |  | 1.5 | 6.6667 | 50.5626 |  |  |  | 0.75 | Thermostatic | 304.5562 | 251.7708 | 556.327
35 | Steam Trap | Armstrong International | F&T | 2 |  | 2014 | 1706 | 1 | $/unit | [7 empty] | BCF | Grainger | n/a | 2014-01-22 |  | BCF | 35 | Steam Trap | F&T | 2 | 2014 | 1706 | 0 | 0 | 0 | 0 | 2175.15 | 0 | 0 | 2175.15 | F&T | 1.5 | 602.4375 |  |  | 2 | 337.0843 |  |  |  | 2 | 6.6667 | 50.5626 |  |  |  | 1 | Thermostatic | 429.882 | 251.7708 | 681.6528 | City Cost Index number is a percentage ratio of a specific city’s cost to the Base Cost Factor average cost of the same item at a stated time period.
36 | Steam Trap | Armstrong International | F&T | 2 |  | 2014 | 1706 | 1 | $/unit | [7 empty] | BCF | Grainger | n/a | 2014-01-22 |  | BCF | 36 | Steam Trap | F&T | 2 | 2014 | 1706 | 0 | 0 | 0 | 0 | 2175.15 | 0 | 0 | 2175.15 | F&T | 0.75 | 584.5875 |  |  | 2.5 | 337.0843 |  |  |  | 2.5 | 6.6667 | 50.5626 |  |  |  | Labor Analysis Type: |  | Man Hours
37 | Steam Trap | Armstrong International | F&T | 2 |  | 2014 | 1706 | 1 | $/unit | [7 empty] | BCF | Grainger | n/a | 2014-01-22 |  | BCF | 37 | Steam Trap | F&T | 2 | 2014 | 1706 | 0 | 0 | 0 | 0 | 2175.15 | 0 | 0 | 2175.15 | F&T | 0.75 | 584.5875 |  |  | 2 | 505.6265 |  |  |  | 2 | 10 | 50.5626
38 | Steam Trap | Armstrong International | F&T | 2 |  | 2014 | 2186 | 1 | $/unit | [7 empty] | BCF | Grainger | n/a | 2014-01-22 |  | BCF | 38 | Steam Trap | F&T | 2 | 2014 | 2186 | 0 | 0 | 0 | 0 | 2787.15 | 0 | 0 | 2787.15 | F&T | 0.75 | 584.5875 |  |  | 2.5 | 505.6265 |  |  |  | 2.5 | 10 | 50.5626
39 | Steam Trap | Armstrong International | F&T | 2.5 |  | 2014 | 3571 | 1 | $/unit | [7 empty] | BCF | Grainger | n/a | 2014-01-22 |  | BCF | 39 | Steam Trap | F&T | 2.5 | 2014 | 3571 | 0 | 0 | 0 | 0 | 4553.025 | 0 | 0 | 4553.025 | F&T | 0.75 | 584.5875 |  |  | 0.5 | 168.5422 |  |  |  | 0.5 | 1.6667 | 101.1253
40 | Steam Trap | Armstrong International | Inverted Bucket | 0.5 |  | 2014 | 179.25 | 1 | $/unit | [7 empty] | BCF | Grainger | n/a | 2014-01-22 |  | BCF | 40 | Steam Trap | Inverted Bucket | 0.5 | 2014 | 179.25 | 0 | 0 | 0 | 0 | 228.5437 | 0 | 0 | 228.5437 | F&T | 0.75 | 584.5875 |  |  | 0.75 | 168.5422 |  |  |  | 0.75 | 1.6667 | 101.1253 | [8 empty] | Market | Market Code | Example | Material Adjustment Factor | Labor Adjustment Factor
41 | Steam Trap | Armstrong International | Inverted Bucket | 0.5 |  | 2014 | 179.25 | 1 | $/unit | [7 empty] | BCF | Grainger | n/a | 2014-01-22 |  | BCF | 41 | Steam Trap | Inverted Bucket | 0.5 | 2014 | 179.25 | 0 | 0 | 0 | 0 | 228.5437 | 0 | 0 | 228.5437 | F&T | 1 | 392.3812 |  |  | 1 | 168.5422 |  |  |  | 1 | 1.6667 | 101.1253 | [8 empty] | Northern New England | 1 | ME, VT, NH | 0.97583 | 0.81533
42 | Steam Trap | Armstrong International | Inverted Bucket | 0.5 |  | 2014 | 237 | 1 | $/unit | [7 empty] | BCF | Grainger | n/a | 2014-01-22 |  | BCF | 42 | Steam Trap | Inverted Bucket | 0.5 | 2014 | 237 | 0 | 0 | 0 | 0 | 302.175 | 0 | 0 | 302.175 | F&T | 1 | 406.4062 |  |  | 0.5 | 252.8132 |  |  |  | 0.5 | 2.5 | 101.1253 | [8 empty] | Central/Southern New England | 2 | MA exc Boston, RI, most CT | 0.9836 | 1.1632
43 | Steam Trap | Armstrong International | Inverted Bucket | 0.5 |  | 2014 | 237 | 1 | $/unit | [7 empty] | BCF | Grainger | n/a | 2014-01-22 |  | BCF | 43 | Steam Trap | Inverted Bucket | 0.5 | 2014 | 237 | 0 | 0 | 0 | 0 | 302.175 | 0 | 0 | 302.175 | F&T | 1.5 | 904.6125 |  |  | 0.75 | 252.8132 |  |  |  | 0.75 | 2.5 | 101.1253 | [8 empty] | New England City | 3 | Boston, Providence | 1.008 | 1.2795
44 | Steam Trap | Armstrong International | Inverted Bucket | 0.5 |  | 2014 | 237 | 1 | $/unit | [7 empty] | BCF | Grainger | n/a | 2014-01-22 |  | BCF | 44 | Steam Trap | Inverted Bucket | 0.5 | 2014 | 237 | 0 | 0 | 0 | 0 | 302.175 | 0 | 0 | 302.175 | F&T | 0.75 | 283.6875 |  |  | 1 | 252.8132 |  |  |  | 1 | 2.5 | 101.1253 | [8 empty] | NY Metro | 4 | NYC, metro suburbs Southwest CT | 1.0278 | 1.5593
45 | Steam Trap | Armstrong International | Inverted Bucket | 0.5 |  | 2014 | 263.5 | 1 | $/unit | [7 empty] | BCF | Grainger | n/a | 2014-01-22 |  | BCF | 45 | Steam Trap | Inverted Bucket | 0.5 | 2014 | 263.5 | 0 | 0 | 0 | 0 | 335.9625 | 0 | 0 | 335.9625 | F&T | 0.75 | 283.6875 |  |  | 1.25 | 252.8132 |  |  |  | 1.25 | 2.5 | 101.1253 | [8 empty] | NY Upstate | 5 | Buffalo, Rochester etc. | 0.9865 | 1.0135
46 | Steam Trap | Armstrong International | Inverted Bucket | 0.5 |  | 2014 | 263.5 | 1 | $/unit | [7 empty] | BCF | Grainger | n/a | 2014-01-22 |  | BCF | 46 | Steam Trap | Inverted Bucket | 0.5 | 2014 | 263.5 | 0 | 0 | 0 | 0 | 335.9625 | 0 | 0 | 335.9625 | F&T | 1.5 | 633.9937 |  |  | 1.5 | 252.8132 |  |  |  | 1.5 | 2.5 | 101.1253 | [8 empty] | Mid-Atlantic | 6 | MD, DE DC | 0.99275 | 0.88775
47 | Steam Trap | Armstrong International | Inverted Bucket | 0.5 |  | 2014 | 263.5 | 1 | $/unit | [7 empty] | BCF | Grainger | n/a | 2014-01-22 |  | BCF | 47 | Steam Trap | Inverted Bucket | 0.5 | 2014 | 263.5 | 0 | 0 | 0 | 0 | 335.9625 | 0 | 0 | 335.9625 | F&T | 1.5 | 633.9937 |  |  | 1.25 | 337.0843 |  |  |  | 1.25 | 3.3333 | 101.1253 | [8 empty] | Geographically Normalized Average | - | - | 1 | 1
48 | Steam Trap | Armstrong International | Inverted Bucket | 0.5 |  | 2014 | 377.5 | 1 | $/unit | [7 empty] | BCF | Grainger | n/a | 2014-01-22 |  | BCF | 48 | Steam Trap | Inverted Bucket | 0.5 | 2014 | 377.5 | 0 | 0 | 0 | 0 | 481.3125 | 0 | 0 | 481.3125 | F&T | 0.5 | 217.3875 |  |  | 1.5 | 337.0843 |  |  |  | 1.5 | 3.3333 | 101.1253
49 | Steam Trap | Armstrong International | Inverted Bucket | 0.5 |  | 2014 | 377.5 | 1 | $/unit | [7 empty] | BCF | Grainger | n/a | 2014-01-22 |  | BCF | 49 | Steam Trap | Inverted Bucket | 0.5 | 2014 | 377.5 | 0 | 0 | 0 | 0 | 481.3125 | 0 | 0 | 481.3125 | F&T | 0.5 | 482.9062 |  |  | 2 | 337.0843 |  |  |  | 2 | 3.3333 | 101.1253 | [9 empty] | Raw Data Regions | Material Adjustment Factor | Labor Adjustment Factor | Average Adjustment Factor
50 | Steam Trap | Armstrong International | Inverted Bucket | 0.5 |  | 2014 | 450.75 | 1 | $/unit | [7 empty] | BCF | Grainger | n/a | 2014-01-22 |  | BCF | 50 | Steam Trap | Inverted Bucket | 0.5 | 2014 | 450.75 | 0 | 0 | 0 | 0 | 574.7062 | 0 | 0 | 574.7062 | F&T | 0.5 | 482.9062 |  |  | 2.5 | 337.0843 |  |  |  | 2.5 | 3.3333 | 101.1253 | [9 empty] | MA | 0.9958 | 1.2213 | 1.1086
51 | Steam Trap | Armstrong International | Inverted Bucket | 0.5 |  | 2014 | 450.75 | 1 | $/unit | [7 empty] | BCF | Grainger | n/a | 2014-01-22 |  | BCF | 51 | Steam Trap | Inverted Bucket | 0.5 | 2014 | 450.75 | 0 | 0 | 0 | 0 | 574.7062 | 0 | 0 | 574.7062 | F&T | 0.5 | 218.6625 |  |  | 2 | 505.6265 |  |  |  | 2 | 5 | 101.1253 | [9 empty] | CT | 1.0057 | 1.3612 | 1.1835
52 | Steam Trap | Armstrong International | Inverted Bucket | 0.5 |  | 2014 | 450.75 | 1 | $/unit | [7 empty] | BCF | Grainger | n/a | 2014-01-22 |  | BCF | 52 | Steam Trap | Inverted Bucket | 0.5 | 2014 | 450.75 | 0 | 0 | 0 | 0 | 574.7062 | 0 | 0 | 574.7062 | F&T | 1 | 432.8625 |  |  | 2.5 | 505.6265 |  |  |  | 2.5 | 5 | 101.1253 | [9 empty] | BCF | 0.78431 | 1 | 0.89216
53 | Steam Trap | Armstrong International | Inverted Bucket | 0.75 |  | 2014 | 179.25 | 1 | $/unit | [7 empty] | BCF | Grainger | n/a | 2014-01-22 |  | BCF | 53 | Steam Trap | Inverted Bucket | 0.75 | 2014 | 179.25 | 0 | 0 | 0 | 0 | 228.5437 | 0 | 0 | 228.5437 | F&T | 1 | 436.3687 | [19 empty] | NH | 0.97583 | 0.81533 | 0.89558
54 | Steam Trap | Armstrong International | Inverted Bucket | 0.75 |  | 2014 | 179.25 | 1 | $/unit | [7 empty] | BCF | Grainger | n/a | 2014-01-22 |  | BCF | 54 | Steam Trap | Inverted Bucket | 0.75 | 2014 | 179.25 | 0 | 0 | 0 | 0 | 228.5437 | 0 | 0 | 228.5437 | F&T | 2 | 1260.3375 | [19 empty] | NY | 1.0071 | 1.2864 | 1.1467
55 | Steam Trap | Armstrong International | Inverted Bucket | 0.75 |  | 2014 | 237 | 1 | $/unit | [7 empty] | BCF | Grainger | n/a | 2014-01-22 |  | BCF | 55 | Steam Trap | Inverted Bucket | 0.75 | 2014 | 237 | 0 | 0 | 0 | 0 | 302.175 | 0 | 0 | 302.175 | F&T | 1.5 | 666.1875 | [19 empty] | VT | 0.97583 | 0.81533 | 0.89558
56 | Steam Trap | Armstrong International | Inverted Bucket | 0.75 |  | 2014 | 237 | 1 | $/unit | [7 empty] | BCF | Grainger | n/a | 2014-01-22 |  | BCF | 56 | Steam Trap | Inverted Bucket | 0.75 | 2014 | 237 | 0 | 0 | 0 | 0 | 302.175 | 0 | 0 | 302.175 | F&T | 1 | 455.175 | [19 empty] | MD | 0.99275 | 0.88775 | 0.94025
57 | Steam Trap | Armstrong International | Inverted Bucket | 0.75 |  | 2014 | 237 | 1 | $/unit | [7 empty] | BCF | Grainger | n/a | 2014-01-22 |  | BCF | 57 | Steam Trap | Inverted Bucket | 0.75 | 2014 | 237 | 0 | 0 | 0 | 0 | 302.175 | 0 | 0 | 302.175 | F&T | 1.25 | 575.3437 | [19 empty] | RI | 0.9958 | 1.2213 | 1.1086
58 | Steam Trap | Armstrong International | Inverted Bucket | 0.75 |  | 2014 | 263.5 | 1 | $/unit | [7 empty] | BCF | Grainger | n/a | 2014-01-22 |  | BCF | 58 | Steam Trap | Inverted Bucket | 0.75 | 2014 | 263.5 | 0 | 0 | 0 | 0 | 335.9625 | 0 | 0 | 335.9625 | F&T | 2 | 1053.7875 | [19 empty] | NE | 0.98979 | 1.0869 | 1.0384
59 | Steam Trap | Armstrong International | Inverted Bucket | 0.75 |  | 2014 | 263.5 | 1 | $/unit | [7 empty] | BCF | Grainger | n/a | 2014-01-22 |  | BCF | 59 | Steam Trap | Inverted Bucket | 0.75 | 2014 | 263.5 | 0 | 0 | 0 | 0 | 335.9625 | 0 | 0 | 335.9625 | F&T | 2 | 1245.0375 | [19 empty] | NE, NY | 0.99846 | 1.1866 | 1.0926
60 | Steam Trap | Armstrong International | Inverted Bucket | 0.75 |  | 2014 | 263.5 | 1 | $/unit | [7 empty] | BCF | Grainger | n/a | 2014-01-22 |  | BCF | 60 | Steam Trap | Inverted Bucket | 0.75 | 2014 | 263.5 | 0 | 0 | 0 | 0 | 335.9625 | 0 | 0 | 335.9625 | F&T | 0.75 | 332.1375
61 | Steam Trap | Armstrong International | Inverted Bucket | 0.75 |  | 2014 | 377.5 | 1 | $/unit | [7 empty] | BCF | Grainger | n/a | 2014-01-22 |  | BCF | 61 | Steam Trap | Inverted Bucket | 0.75 | 2014 | 377.5 | 0 | 0 | 0 | 0 | 481.3125 | 0 | 0 | 481.3125 | F&T | 0.75 | 332.775 | [16 empty] | Regression | Labor Costs | * BCF was used for Internet data points and the Material Adjustment Factor was changed from 1.00 to 0.78 in order to reflect a 27.5% internet markup
62 | Steam Trap | Armstrong International | Inverted Bucket | 0.75 |  | 2014 | 377.5 | 1 | $/unit | [7 empty] | BCF | Grainger | n/a | 2014-01-22 |  | BCF | 62 | Steam Trap | Inverted Bucket | 0.75 | 2014 | 377.5 | 0 | 0 | 0 | 0 | 481.3125 | 0 | 0 | 481.3125 | F&T | 0.75 | 332.775 | [16 empty] | Arithmetic Mean | Man Hours
63 | Steam Trap | Armstrong International | Inverted Bucket | 0.75 |  | 2014 | 613 | 1 | $/unit | [7 empty] | BCF | Grainger | n/a | 2014-01-22 |  | BCF | 63 | Steam Trap | Inverted Bucket | 0.75 | 2014 | 613 | 0 | 0 | 0 | 0 | 781.575 | 0 | 0 | 781.575 | F&T | 1 | 468.2437
64 | Steam Trap | Armstrong International | Inverted Bucket | 0.75 |  | 2014 | 613 | 1 | $/unit | [7 empty] | BCF | Grainger | n/a | 2014-01-22 |  | BCF | 64 | Steam Trap | Inverted Bucket | 0.75 | 2014 | 613 | 0 | 0 | 0 | 0 | 781.575 | 0 | 0 | 781.575 | F&T | 1.5 | 846.6
65 | Steam Trap | Armstrong International | Inverted Bucket | 0.75 |  | 2014 | 613 | 1 | $/unit | [7 empty] | BCF | Grainger | n/a | 2014-01-22 |  | BCF | 65 | Steam Trap | Inverted Bucket | 0.75 | 2014 | 613 | 0 | 0 | 0 | 0 | 781.575 | 0 | 0 | 781.575 | F&T | 0.75 | 342.3375
66 | Steam Trap | Armstrong International | Inverted Bucket | 0.75 |  | 2014 | 693 | 1 | $/unit | [7 empty] | BCF | Grainger | n/a | 2014-01-22 |  | BCF | 66 | Steam Trap | Inverted Bucket | 0.75 | 2014 | 693 | 0 | 0 | 0 | 0 | 883.575 | 0 | 0 | 883.575 | F&T | 1 | 481.3125
67 | Steam Trap | Armstrong International | Inverted Bucket | 0.75 |  | 2014 | 693 | 1 | $/unit | [7 empty] | BCF | Grainger | n/a | 2014-01-22 |  | BCF | 67 | Steam Trap | Inverted Bucket | 0.75 | 2014 | 693 | 0 | 0 | 0 | 0 | 883.575 | 0 | 0 | 883.575 | F&T | 0.75 | 494.0625
68 | Steam Trap | Armstrong International | Inverted Bucket | 0.75 |  | 2014 | 693 | 1 | $/unit | [7 empty] | BCF | Grainger | n/a | 2014-01-22 |  | BCF | 68 | Steam Trap | Inverted Bucket | 0.75 | 2014 | 693 | 0 | 0 | 0 | 0 | 883.575 | 0 | 0 | 883.575 | F&T | 2 | 1079.925
69 | Steam Trap | Armstrong International | Inverted Bucket | 1 |  | 2014 | 237 | 1 | $/unit | [7 empty] | BCF | Grainger | n/a | 2014-01-22 |  | BCF | 69 | Steam Trap | Inverted Bucket | 1 | 2014 | 237 | 0 | 0 | 0 | 0 | 302.175 | 0 | 0 | 302.175 | F&T | 0.75 | 350.625
70 | Steam Trap | Armstrong International | Inverted Bucket | 1 |  | 2014 | 237 | 1 | $/unit | [7 empty] | BCF | Grainger | n/a | 2014-01-22 |  | BCF | 70 | Steam Trap | Inverted Bucket | 1 | 2014 | 237 | 0 | 0 | 0 | 0 | 302.175 | 0 | 0 | 302.175 | F&T | 0.75 | 351.9
71 | Steam Trap | Armstrong International | Inverted Bucket | 1 |  | 2014 | 237 | 1 | $/unit | [7 empty] | BCF | Grainger | n/a | 2014-01-22 |  | BCF | 71 | Steam Trap | Inverted Bucket | 1 | 2014 | 237 | 0 | 0 | 0 | 0 | 302.175 | 0 | 0 | 302.175 | F&T | 2 | 1155.7875
72 | Steam Trap | Armstrong International | Inverted Bucket | 1 |  | 2014 | 263.5 | 1 | $/unit | [7 empty] | BCF | Grainger | n/a | 2014-01-22 |  | BCF | 72 | Steam Trap | Inverted Bucket | 1 | 2014 | 263.5 | 0 | 0 | 0 | 0 | 335.9625 | 0 | 0 | 335.9625 | F&T | 0.5 | 283.6875
73 | Steam Trap | Armstrong International | Inverted Bucket | 1 |  | 2014 | 263.5 | 1 | $/unit | [7 empty] | BCF | Grainger | n/a | 2014-01-22 |  | BCF | 73 | Steam Trap | Inverted Bucket | 1 | 2014 | 263.5 | 0 | 0 | 0 | 0 | 335.9625 | 0 | 0 | 335.9625 | F&T | 0.5 | 283.6875
74 | Steam Trap | Armstrong International | Inverted Bucket | 1 |  | 2014 | 263.5 | 1 | $/unit | [7 empty] | BCF | Grainger | n/a | 2014-01-22 |  | BCF | 74 | Steam Trap | Inverted Bucket | 1 | 2014 | 263.5 | 0 | 0 | 0 | 0 | 335.9625 | 0 | 0 | 335.9625 | F&T | 0.75 | 482.9062
75 | Steam Trap | Armstrong International | Inverted Bucket | 1 |  | 2014 | 613 | 1 | $/unit | [7 empty] | BCF | Grainger | n/a | 2014-01-22 |  | BCF | 75 | Steam Trap | Inverted Bucket | 1 | 2014 | 613 | 0 | 0 | 0 | 0 | 781.575 | 0 | 0 | 781.575 | F&T | 0.75 | 482.9062
76 | Steam Trap | Armstrong International | Inverted Bucket | 1 |  | 2014 | 613 | 1 | $/unit | [7 empty] | BCF | Grainger | n/a | 2014-01-22 |  | BCF | 76 | Steam Trap | Inverted Bucket | 1 | 2014 | 613 | 0 | 0 | 0 | 0 | 781.575 | 0 | 0 | 781.575 | F&T | 0.75 | 482.9062
77 | Steam Trap | Armstrong International | Inverted Bucket | 1 |  | 2014 | 613 | 1 | $/unit | [7 empty] | BCF | Grainger | n/a | 2014-01-22 |  | BCF | 77 | Steam Trap | Inverted Bucket | 1 | 2014 | 613 | 0 | 0 | 0 | 0 | 781.575 | 0 | 0 | 781.575 | F&T | 0.75 | 482.9062
78 | Steam Trap | Armstrong International | Inverted Bucket | 1 |  | 2014 | 693 | 1 | $/unit | [7 empty] | BCF | Grainger | n/a | 2014-01-22 |  | BCF | 78 | Steam Trap | Inverted Bucket | 1 | 2014 | 693 | 0 | 0 | 0 | 0 | 883.575 | 0 | 0 | 883.575 | F&T | 0.75 | 362.1
79 | Steam Trap | Armstrong International | Inverted Bucket | 1 |  | 2014 | 693 | 1 | $/unit | [7 empty] | BCF | Grainger | n/a | 2014-01-22 |  | BCF | 79 | Steam Trap | Inverted Bucket | 1 | 2014 | 693 | 0 | 0 | 0 | 0 | 883.575 | 0 | 0 | 883.575 | F&T | 1.5 | 717.825
80 | Steam Trap | Armstrong International | Inverted Bucket | 1 |  | 2014 | 693 | 1 | $/unit | [7 empty] | BCF | Grainger | n/a | 2014-01-22 |  | BCF | 80 | Steam Trap | Inverted Bucket | 1 | 2014 | 693 | 0 | 0 | 0 | 0 | 883.575 | 0 | 0 | 883.575 | F&T | 1.5 | 803.25
81 | Steam Trap | Armstrong International | Inverted Bucket | 1 |  | 2014 | 906.5 | 1 | $/unit | [7 empty] | BCF | Grainger | n/a | 2014-01-22 |  | BCF | 81 | Steam Trap | Inverted Bucket | 1 | 2014 | 906.5 | 0 | 0 | 0 | 0 | 1155.7875 | 0 | 0 | 1155.7875 | F&T | 1.5 | 803.25
82 | Steam Trap | Armstrong International | Inverted Bucket | 1 |  | 2014 | 952 | 1 | $/unit | [7 empty] | BCF | Grainger | n/a | 2014-01-22 |  | BCF | 82 | Steam Trap | Inverted Bucket | 1 | 2014 | 952 | 0 | 0 | 0 | 0 | 1213.8 | 0 | 0 | 1213.8 | F&T | 0.75 | 363.7141
83 | Steam Trap | Armstrong International | Inverted Bucket | 1 |  | 2014 | 1109 | 1 | $/unit | [7 empty] | BCF | Grainger | n/a | 2014-01-22 |  | BCF | 83 | Steam Trap | Inverted Bucket | 1 | 2014 | 1109 | 0 | 0 | 0 | 0 | 1413.975 | 0 | 0 | 1413.975 | F&T | 0.5 | 332.775
84 | Steam Trap | Armstrong International | Inverted Bucket | 1 |  | 2014 | 1109 | 1 | $/unit | [7 empty] | BCF | Grainger | n/a | 2014-01-22 |  | BCF | 84 | Steam Trap | Inverted Bucket | 1 | 2014 | 1109 | 0 | 0 | 0 | 0 | 1413.975 | 0 | 0 | 1413.975 | F&T | 0.5 | 332.775
85 | Steam Trap | Armstrong International | Inverted Bucket | 1 |  | 2014 | 1109 | 1 | $/unit | [7 empty] | BCF | Grainger | n/a | 2014-01-22 |  | BCF | 85 | Steam Trap | Inverted Bucket | 1 | 2014 | 1109 | 0 | 0 | 0 | 0 | 1413.975 | 0 | 0 | 1413.975 | F&T | 0.5 | 363.7141
86 | Steam Trap | Armstrong International | Inverted Bucket | 1.25 |  | 2014 | 693 | 1 | $/unit | [7 empty] | BCF | Grainger | n/a | 2014-01-22 |  | BCF | 86 | Steam Trap | Inverted Bucket | 1.25 | 2014 | 693 | 0 | 0 | 0 | 0 | 883.575 | 0 | 0 | 883.575 | F&T | 0.5 | 332.1375
87 | Steam Trap | Armstrong International | Inverted Bucket | 1.25 |  | 2014 | 693 | 1 | $/unit | [7 empty] | BCF | Grainger | n/a | 2014-01-22 |  | BCF | 87 | Steam Trap | Inverted Bucket | 1.25 | 2014 | 693 | 0 | 0 | 0 | 0 | 883.575 | 0 | 0 | 883.575 | F&T | 0.5 | 342.3375
88 | Steam Trap | Armstrong International | Inverted Bucket | 1.25 |  | 2014 | 693 | 1 | $/unit | [7 empty] | BCF | Grainger | n/a | 2014-01-22 |  | BCF | 88 | Steam Trap | Inverted Bucket | 1.25 | 2014 | 693 | 0 | 0 | 0 | 0 | 883.575 | 0 | 0 | 883.575 | F&T | 0.5 | 351.9
89 | Steam Trap | Armstrong International | Inverted Bucket | 1.25 |  | 2014 | 879.5 | 1 | $/unit | [7 empty] | BCF | Grainger | n/a | 2014-01-22 |  | BCF | 89 | Steam Trap | Inverted Bucket | 1.25 | 2014 | 879.5 | 0 | 0 | 0 | 0 | 1121.3625 | 0 | 0 | 1121.3625 | F&T | 0.75 | 380.9062
90 | Steam Trap | Armstrong International | Inverted Bucket | 1.25 |  | 2014 | 879.5 | 1 | $/unit | [7 empty] | BCF | Grainger | n/a | 2014-01-22 |  | BCF | 90 | Steam Trap | Inverted Bucket | 1.25 | 2014 | 879.5 | 0 | 0 | 0 | 0 | 1121.3625 | 0 | 0 | 1121.3625 | F&T | 0.75 | 455.175
91 | Steam Trap | Armstrong International | Inverted Bucket | 1.25 |  | 2014 | 879.5 | 1 | $/unit | [7 empty] | BCF | Grainger | n/a | 2014-01-22 |  | BCF | 91 | Steam Trap | Inverted Bucket | 1.25 | 2014 | 879.5 | 0 | 0 | 0 | 0 | 1121.3625 | 0 | 0 | 1121.3625 | F&T | 1.25 | 702.525
92 | Steam Trap | Armstrong International | Inverted Bucket | 1.5 |  | 2014 | 1109 | 1 | $/unit | [7 empty] | BCF | Grainger | n/a | 2014-01-22 |  | BCF | 92 | Steam Trap | Inverted Bucket | 1.5 | 2014 | 1109 | 0 | 0 | 0 | 0 | 1413.975 | 0 | 0 | 1413.975 | F&T | 1.25 | 702.525
93 | Steam Trap | Armstrong International | Inverted Bucket | 1.5 |  | 2014 | 1109 | 1 | $/unit | [7 empty] | BCF | Grainger | n/a | 2014-01-22 |  | BCF | 93 | Steam Trap | Inverted Bucket | 1.5 | 2014 | 1109 | 0 | 0 | 0 | 0 | 1413.975 | 0 | 0 | 1413.975 | F&T | 1 | 538.05
94 | Steam Trap | Armstrong International | Inverted Bucket | 1.5 |  | 2014 | 1109 | 1 | $/unit | [7 empty] | BCF | Grainger | n/a | 2014-01-22 |  | BCF | 94 | Steam Trap | Inverted Bucket | 1.5 | 2014 | 1109 | 0 | 0 | 0 | 0 | 1413.975 | 0 | 0 | 1413.975 | F&T | 1 | 538.05
95 | Steam Trap | Armstrong International | Inverted Bucket | 2 |  | 2014 | 1109 | 1 | $/unit | [7 empty] | BCF | Grainger | n/a | 2014-01-22 |  | BCF | 95 | Steam Trap | Inverted Bucket | 2 | 2014 | 1109 | 0 | 0 | 0 | 0 | 1413.975 | 0 | 0 | 1413.975 | F&T | 1 | 538.05
96 | Steam Trap | Armstrong International | Inverted Bucket | 2 |  | 2014 | 1109 | 1 | $/unit | [7 empty] | BCF | Grainger | n/a | 2014-01-22 |  | BCF | 96 | Steam Trap | Inverted Bucket | 2 | 2014 | 1109 | 0 | 0 | 0 | 0 | 1413.975 | 0 | 0 | 1413.975 | F&T | 1 | 538.05
97 | Steam Trap | Armstrong International | Inverted Bucket | 2 |  | 2014 | 1109 | 1 | $/unit | [7 empty] | BCF | Grainger | n/a | 2014-01-22 |  | BCF | 97 | Steam Trap | Inverted Bucket | 2 | 2014 | 1109 | 0 | 0 | 0 | 0 | 1413.975 | 0 | 0 | 1413.975 | F&T | 1 | 542.1937
98 | Steam Trap | Armstrong International | Inverted Bucket | 2.5 |  | 2014 | 1733 | 1 | $/unit | [7 empty] | BCF | Grainger | n/a | 2014-01-22 |  | BCF | 98 | Steam Trap | Inverted Bucket | 2.5 | 2014 | 1733 | 0 | 0 | 0 | 0 | 2209.575 | 0 | 0 | 2209.575 | F&T | 1 | 542.1937
99 | Steam Trap | Armstrong International | Inverted Bucket | 2.5 |  | 2014 | 1733 | 1 | $/unit | [7 empty] | BCF | Grainger | n/a | 2014-01-22 |  | BCF | 99 | Steam Trap | Inverted Bucket | 2.5 | 2014 | 1733 | 0 | 0 | 0 | 0 | 2209.575 | 0 | 0 | 2209.575 | Inverted Bucket | 1 | 1413.975 | Inverted Bucket
100 | Steam Trap | Armstrong International | Inverted Bucket | 2.5 |  | 2014 | 1733 | 1 | $/unit | [7 empty] | BCF | Grainger | n/a | 2014-01-22 |  | BCF | 100 | Steam Trap | Inverted Bucket | 2.5 | 2014 | 1733 | 0 | 0 | 0 | 0 | 2209.575 | 0 | 0 | 2209.575 | Inverted Bucket | 1 | 1413.975 | Diameter (inches) | Steam Trap Material Cost ($)
101 | Steam Trap | Armstrong International | Inverted Bucket |  |  | 2014 | 377.5 | 1 | $/unit | [7 empty] | BCF | Grainger | n/a | 2014-01-22 |  | BCF | 101 | Steam Trap | Inverted Bucket | 0 | 2014 | 377.5 | 0 | 0 | 0 | 0 | 481.3125 | 0 | 0 | 481.3125 | Inverted Bucket | 1 | 1413.975 | 0.5 | 268.1852
102 | Steam Trap | Armstrong International | Inverted Bucket |  |  | 2014 | 377.5 | 1 | $/unit | [7 empty] | BCF | Grainger | n/a | 2014-01-22 |  | BCF | 102 | Steam Trap | Inverted Bucket | 0 | 2014 | 377.5 | 0 | 0 | 0 | 0 | 481.3125 | 0 | 0 | 481.3125 | Inverted Bucket | 1 | 1213.8 | 0.75 | 471.4003
103 | Steam Trap | Armstrong International | Thermodisc | 0.5 |  | 2014 | 282.5 | 1 | $/unit | [7 empty] | BCF | Grainger | n/a | 2014-01-22 |  | BCF | 103 | Steam Trap | Thermodisc | 0.5 | 2014 | 282.5 | 0 | 0 | 0 | 0 | 360.1875 | 0 | 0 | 360.1875 | Inverted Bucket | 1 | 1155.7875 | 1 | 674.6154
104 | Steam Trap | Armstrong International | Thermodisc | 0.5 |  | 2014 | 359.5 | 1 | $/unit | [7 empty] | BCF | Grainger | n/a | 2014-01-22 |  | BCF | 104 | Steam Trap | Thermodisc | 0.5 | 2014 | 359.5 | 0 | 0 | 0 | 0 | 458.3625 | 0 | 0 | 458.3625 | Inverted Bucket | 1 | 1149.4125 | 1.5 | 1081.0456
105 | Steam Trap | Armstrong International | Thermodisc | 0.75 |  | 2014 | 316.25 | 1 | $/unit | [7 empty] | BCF | Grainger | n/a | 2014-01-22 |  | BCF | 105 | Steam Trap | Thermodisc | 0.75 | 2014 | 316.25 | 0 | 0 | 0 | 0 | 403.2187 | 0 | 0 | 403.2187 | Inverted Bucket | 0.75 | 883.575 | 2 | 1487.4758
106 | Steam Trap | Armstrong International | Thermodisc | 0.75 |  | 2014 | 393.25 | 1 | $/unit | [7 empty] | BCF | Grainger | n/a | 2014-01-22 |  | BCF | 106 | Steam Trap | Thermodisc | 0.75 | 2014 | 393.25 | 0 | 0 | 0 | 0 | 501.3937 | 0 | 0 | 501.3937 | Inverted Bucket | 0.75 | 883.575
107 | Steam Trap | Armstrong International | Thermodisc | 1 |  | 2014 | 505 | 1 | $/unit | [7 empty] | BCF | Grainger | n/a | 2014-01-22 |  | BCF | 107 | Steam Trap | Thermodisc | 1 | 2014 | 505 | 0 | 0 | 0 | 0 | 643.875 | 0 | 0 | 643.875 | Inverted Bucket | 0.75 | 883.575
108 | Steam Trap | Armstrong International | Thermodisc | 1 |  | 2014 | 580.5 | 1 | $/unit | [7 empty] | BCF | Grainger | n/a | 2014-01-22 |  | BCF | 108 | Steam Trap | Thermodisc | 1 | 2014 | 580.5 | 0 | 0 | 0 | 0 | 740.1375 | 0 | 0 | 740.1375 | Inverted Bucket | 1 | 280.1812 | Linear regression output
109 | Steam Trap | Armstrong International | Thermostatic | 0.5 |  | 2014 | 100.95 | 1 | $/unit | [7 empty] | BCF | Grainger | n/a | 2014-01-22 |  | BCF | 109 | Steam Trap | Thermostatic | 0.5 | 2014 | 100.95 | 0 | 0 | 0 | 0 | 128.7112 | 0 | 0 | 128.7112 | Inverted Bucket | 1 | 280.1812 | Diameter (inches) | Intercept
110 | Steam Trap | Armstrong International | Thermostatic | 0.5 |  | 2014 | 116.6 | 1 | $/unit | [7 empty] | BCF | Grainger | n/a | 2014-01-22 |  | BCF | 110 | Steam Trap | Thermostatic | 0.5 | 2014 | 116.6 | 0 | 0 | 0 | 0 | 148.665 | 0 | 0 | 148.665 | Inverted Bucket | 1 | 280.1812 | 812.8604 | -138.245
111 | Steam Trap | Armstrong International | Thermostatic | 0.5 |  | 2014 | 362 | 1 | $/unit | [7 empty] | BCF | Grainger | n/a | 2014-01-22 |  | BCF | 111 | Steam Trap | Thermostatic | 0.5 | 2014 | 362 | 0 | 0 | 0 | 0 | 461.55 | 0 | 0 | 461.55 | Inverted Bucket | 1 | 280.1812 | 52.5643 | 56.1587
112 | Steam Trap | Armstrong International | Thermostatic | 0.75 |  | 2014 | 137.05 | 1 | $/unit | [7 empty] | BCF | Grainger | n/a | 2014-01-22 |  | BCF | 112 | Steam Trap | Thermostatic | 0.75 | 2014 | 137.05 | 0 | 0 | 0 | 0 | 174.7387 | 0 | 0 | 174.7387 | Inverted Bucket | 1 | 280.1812 | 0.6791 | 269.5026
113 | Steam Trap | Armstrong International | Thermostatic | 0.75 |  | 2014 | 140.6 | 1 | $/unit | [7 empty] | BCF | Grainger | n/a | 2014-01-22 |  | BCF | 113 | Steam Trap | Thermostatic | 0.75 | 2014 | 140.6 | 0 | 0 | 0 | 0 | 179.265 | 0 | 0 | 179.265 | Inverted Bucket | 1 | 302.175 | 239.1392 | 113
114 | Steam Trap | Armstrong International | Thermostatic | 0.75 |  | 2014 | 362 | 1 | $/unit | [7 empty] | BCF | Grainger | n/a | 2014-01-22 |  | BCF | 114 | Steam Trap | Thermostatic | 0.75 | 2014 | 362 | 0 | 0 | 0 | 0 | 461.55 | 0 | 0 | 461.55 | Inverted Bucket | 1 | 302.175 | 17369077.5798 | 8207377.6171
115 | Steam Trap | Hoffman Specialty | F&T | 0.5 | 15 | 2014 | 552.5 | 1 | $/unit | [7 empty] | BCF | Grainger | n/a | 2014-01-22 |  | BCF | 115 | Steam Trap | F&T | 0.5 | 2014 | 552.5 | 0 | 0 | 0 | 0 | 704.4375 | 0 | 0 | 704.4375 | Inverted Bucket | 1 | 302.175
116 | Steam Trap | Hoffman Specialty | F&T | 0.75 | 15 | 2014 | 275 | 1 | $/unit | [7 empty] | BCF | Grainger | n/a | 2014-01-22 |  | BCF | 116 | Steam Trap | F&T | 0.75 | 2014 | 275 | 0 | 0 | 0 | 0 | 350.625 | 0 | 0 | 350.625 | Inverted Bucket | 0.75 | 781.575
117 | Steam Trap | Hoffman Specialty | F&T | 1 | 15 | 2014 | 307.75 | 1 | $/unit | [7 empty] | BCF | Grainger | n/a | 2014-01-22 |  | BCF | 117 | Steam Trap | F&T | 1 | 2014 | 307.75 | 0 | 0 | 0 | 0 | 392.3812 | 0 | 0 | 392.3812 | Inverted Bucket | 0.75 | 781.575
118 | Steam Trap | Hoffman Specialty | F&T | 1.25 | 15 | 2014 | 396.5 | 1 | $/unit | [7 empty] | BCF | Grainger | n/a | 2014-01-22 |  | BCF | 118 | Steam Trap | F&T | 1.25 | 2014 | 396.5 | 0 | 0 | 0 | 0 | 505.5375 | 0 | 0 | 505.5375 | Inverted Bucket | 0.75 | 781.575
119 | Steam Trap | Hoffman Specialty | F&T | 2 | 15 | 2014 | 847 | 1 | $/unit | [7 empty] | BCF | Grainger | n/a | 2014-01-22 |  | BCF | 119 | Steam Trap | F&T | 2 | 2014 | 847 | 0 | 0 | 0 | 0 | 1079.925 | 0 | 0 | 1079.925 | Inverted Bucket | 1 | 335.9625
120 | Steam Trap | Hoffman Specialty | F&T | 2 | 15 | 2014 | 976.5 | 1 | $/unit | [7 empty] | BCF | Grainger | n/a | 2014-01-22 |  | BCF | 120 | Steam Trap | F&T | 2 | 2014 | 976.5 | 0 | 0 | 0 | 0 | 1245.0375 | 0 | 0 | 1245.0375 | Inverted Bucket | 1 | 335.9625
121 | Steam Trap | Hoffman Specialty | F&T | 2 | 15 | 2014 | 2198 | 1 | $/unit | [7 empty] | BCF | Grainger | n/a | 2014-01-22 |  | BCF | 121 | Steam Trap | F&T | 2 | 2014 | 2198 | 0 | 0 | 0 | 0 | 2802.45 | 0 | 0 | 2802.45 | Inverted Bucket | 1 | 335.9625
122 | Steam Trap | Hoffman Specialty | F&T | 2.5 | 15 | 2014 | 5363 | 1 | $/unit | [7 empty] | BCF | Grainger | n/a | 2014-01-22 |  | BCF | 122 | Steam Trap | F&T | 2.5 | 2014 | 5363 | 0 | 0 | 0 | 0 | 6837.825 | 0 | 0 | 6837.825 | Inverted Bucket | 0.75 | 80.8254
123 | Steam Trap | Hoffman Specialty | F&T | 0.75 | 30 | 2014 | 298.75 | 1 | $/unit | [7 empty] | BCF | Grainger | n/a | 2014-01-22 |  | BCF | 123 | Steam Trap | F&T | 0.75 | 2014 | 298.75 | 0 | 0 | 0 | 0 | 380.9062 | 0 | 0 | 380.9062 | Inverted Bucket | 2 | 1042.3125
124 | Steam Trap | Hoffman Specialty | F&T | 1 | 30 | 2014 | 342.25 | 1 | $/unit | [7 empty] | BCF | Grainger | n/a | 2014-01-22 |  | BCF | 124 | Steam Trap | F&T | 1 | 2014 | 342.25 | 0 | 0 | 0 | 0 | 436.3687 | 0 | 0 | 436.3687 | Inverted Bucket | 2 | 1042.3125
125 | Steam Trap | Hoffman Specialty | F&T | 1.25 | 30 | 2014 | 451.25 | 1 | $/unit | [7 empty] | BCF | Grainger | n/a | 2014-01-22 |  | BCF | 125 | Steam Trap | F&T | 1.25 | 2014 | 451.25 | 0 | 0 | 0 | 0 | 575.3437 | 0 | 0 | 575.3437 | Inverted Bucket | 1.5 | 1413.975
126 | Steam Trap | Hoffman Specialty | F&T | 1.5 | 30 | 2014 | 664 | 1 | $/unit | [7 empty] | BCF | Grainger | n/a | 2014-01-22 |  | BCF | 126 | Steam Trap | F&T | 1.5 | 2014 | 664 | 0 | 0 | 0 | 0 | 846.6 | 0 | 0 | 846.6 | Inverted Bucket | 1.5 | 1413.975
127 | Steam Trap | Hoffman Specialty | F&T | 0.75 | 75 | 2014 | 357 | 1 | $/unit | [7 empty] | BCF | Grainger | n/a | 2014-01-22 |  | BCF | 127 | Steam Trap | F&T | 0.75 | 2014 | 357 | 0 | 0 | 0 | 0 | 455.175 | 0 | 0 | 455.175 | Inverted Bucket | 1.5 | 1413.975
128 | Steam Trap | Hoffman Specialty | F&T | 1 | 75 | 2014 | 425.25 | 1 | $/unit | [7 empty] | BCF | Grainger | n/a | 2014-01-22 |  | BCF | 128 | Steam Trap | F&T | 1 | 2014 | 425.25 | 0 | 0 | 0 | 0 | 542.1937 | 0 | 0 | 542.1937 | Inverted Bucket | 0.5 | 574.7062
129 | Steam Trap | Hoffman Specialty | F&T | 1.25 | 75 | 2014 | 714.5 | 1 | $/unit | [7 empty] | BCF | Grainger | n/a | 2014-01-22 |  | BCF | 129 | Steam Trap | F&T | 1.25 | 2014 | 714.5 | 0 | 0 | 0 | 0 | 910.9875 | 0 | 0 | 910.9875 | Inverted Bucket | 0.5 | 574.7062
130 | Steam Trap | Hoffman Specialty | F&T | 1.5 | 75 | 2014 | 709.5 | 1 | $/unit | [7 empty] | BCF | Grainger | n/a | 2014-01-22 |  | BCF | 130 | Steam Trap | F&T | 1.5 | 2014 | 709.5 | 0 | 0 | 0 | 0 | 904.6125 | 0 | 0 | 904.6125 | Inverted Bucket | 0.5 | 574.7062
131 | Steam Trap | Hoffman Specialty | F&T | 0.5 | 125 | 2014 | 170.5 | 1 | $/unit | [7 empty] | BCF | Grainger | n/a | 2014-01-22 |  | BCF | 131 | Steam Trap | F&T | 0.5 | 2014 | 170.5 | 0 | 0 | 0 | 0 | 217.3875 | 0 | 0 | 217.3875 | Inverted Bucket | 2 | 1064.625
132 | Steam Trap | Hoffman Specialty | F&T | 0.75 | 125 | 2014 | 387.5 | 1 | $/unit | [7 empty] | BCF | Grainger | n/a | 2014-01-22 |  | BCF | 132 | Steam Trap | F&T | 0.75 | 2014 | 387.5 | 0 | 0 | 0 | 0 | 494.0625 | 0 | 0 | 494.0625 | Inverted Bucket | 2 | 1064.625
133 | Steam Trap | Hoffman Specialty | F&T | 1 | 125 | 2014 | 425.25 | 1 | $/unit | [7 empty] | BCF | Grainger | n/a | 2014-01-22 |  | BCF | 133 | Steam Trap | F&T | 1 | 2014 | 425.25 | 0 | 0 | 0 | 0 | 542.1937 | 0 | 0 | 542.1937 | Inverted Bucket | 0.75 | 203.0437
134 | Steam Trap | Hoffman Specialty | F&T | 1.25 | 125 | 2014 | 714.5 | 1 | $/unit | [7 empty] | BCF | Grainger | n/a | 2014-01-22 |  | BCF | 134 | Steam Trap | F&T | 1.25 | 2014 | 714.5 | 0 | 0 | 0 | 0 | 910.9875 | 0 | 0 | 910.9875 | Inverted Bucket | 0.75 | 203.0437
135 | Steam Trap | Hoffman Specialty | F&T | 0.5 | 150 | 2014 | 171.5 | 1 | $/unit | [7 empty] | BCF | Grainger | n/a | 2014-01-22 |  | BCF | 135 | Steam Trap | F&T | 0.5 | 2014 | 171.5 | 0 | 0 | 0 | 0 | 218.6625 | 0 | 0 | 218.6625 | Inverted Bucket | 0.75 | 216.75
136 | Steam Trap | Hoffman Specialty | F&T | 0.75 | 150 | 2014 | 184.25 | 1 | $/unit | [7 empty] | BCF | Grainger | n/a | 2014-01-22 |  | BCF | 136 | Steam Trap | F&T | 0.75 | 2014 | 184.25 | 0 | 0 | 0 | 0 | 234.9187 | 0 | 0 | 234.9187 | Inverted Bucket | 0.75 | 216.75
137 | Steam Trap | Hoffman Specialty | F&T | 1.5 |  | 2014 | 522.5 | 1 | $/unit | [7 empty] | BCF | Grainger | n/a | 2014-01-22 |  | BCF | 137 | Steam Trap | F&T | 1.5 | 2014 | 522.5 | 0 | 0 | 0 | 0 | 666.1875 | 0 | 0 | 666.1875 | Inverted Bucket | 0.75 | 216.75
138 | Steam Trap | Hoffman Specialty | Inverted Bucket | 0.75 | 30 | 2014 | 220.25 | 1 | $/unit | [7 empty] | BCF | Grainger | n/a | 2014-01-22 |  | BCF | 138 | Steam Trap | Inverted Bucket | 0.75 | 2014 | 220.25 | 0 | 0 | 0 | 0 | 280.8187 | 0 | 0 | 280.8187 | Inverted Bucket | 0.75 | 216.75
139 | Steam Trap | Hoffman Specialty | Inverted Bucket | 0.5 | 75 | 2014 | 208.5 | 1 | $/unit | [7 empty] | BCF | Grainger | n/a | 2014-01-22 |  | BCF | 139 | Steam Trap | Inverted Bucket | 0.5 | 2014 | 208.5 | 0 | 0 | 0 | 0 | 265.8375 | 0 | 0 | 265.8375 | Inverted Bucket | 0.5 | 80.8254
140 | Steam Trap | Hoffman Specialty | Inverted Bucket | 0.75 | 75 | 2014 | 231 | 1 | $/unit | [7 empty] | BCF | Grainger | n/a | 2014-01-22 |  | BCF | 140 | Steam Trap | Inverted Bucket | 0.75 | 2014 | 231 | 0 | 0 | 0 | 0 | 294.525 | 0 | 0 | 294.525 | Inverted Bucket | 0.75 | 221.2125
141 | Steam Trap | Hoffman Specialty | Inverted Bucket | 0.5 | 80 | 2014 | 159.25 | 1 | $/unit | [7 empty] | BCF | Grainger | n/a | 2014-01-22 |  | BCF | 141 | Steam Trap | Inverted Bucket | 0.5 | 2014 | 159.25 | 0 | 0 | 0 | 0 | 203.0437 | 0 | 0 | 203.0437 | Inverted Bucket | 0.75 | 228.5437
142 | Steam Trap | Hoffman Specialty | Inverted Bucket | 0.5 | 80 | 2014 | 170.5 | 1 | $/unit | [7 empty] | BCF | Grainger | n/a | 2014-01-22 |  | BCF | 142 | Steam Trap | Inverted Bucket | 0.5 | 2014 | 170.5 | 0 | 0 | 0 | 0 | 217.3875 | 0 | 0 | 217.3875 | Inverted Bucket | 0.75 | 228.5437
143 | Steam Trap | Hoffman Specialty | Inverted Bucket | 0.75 | 80 | 2014 | 159.25 | 1 | $/unit | [7 empty] | BCF | Grainger | n/a | 2014-01-22 |  | BCF | 143 | Steam Trap | Inverted Bucket | 0.75 | 2014 | 159.25 | 0 | 0 | 0 | 0 | 203.0437 | 0 | 0 | 203.0437 | Inverted Bucket | 0.75 | 228.5437
144 | Steam Trap | Hoffman Specialty | Inverted Bucket | 0.75 | 80 | 2014 | 179.25 | 1 | $/unit | [7 empty] | BCF | Grainger | n/a | 2014-01-22 |  | BCF | 144 | Steam Trap | Inverted Bucket | 0.75 | 2014 | 179.25 | 0 | 0 | 0 | 0 | 228.5437 | 0 | 0 | 228.5437 | Inverted Bucket | 1 | 883.575
145 | Steam Trap | Hoffman Specialty | Inverted Bucket | 0.5 | 125 | 2014 | 159.25 | 1 | $/unit | [7 empty] | BCF | Grainger | n/a | 2014-01-22 |  | BCF | 145 | Steam Trap | Inverted Bucket | 0.5 | 2014 | 159.25 | 0 | 0 | 0 | 0 | 203.0437 | 0 | 0 | 203.0437 | Inverted Bucket | 1 | 883.575
146 | Steam Trap | Hoffman Specialty | Inverted Bucket | 0.5 | 125 | 2014 | 235.75 | 1 | $/unit | [7 empty] | BCF | Grainger | n/a | 2014-01-22 |  | BCF | 146 | Steam Trap | Inverted Bucket | 0.5 | 2014 | 235.75 | 0 | 0 | 0 | 0 | 300.5812 | 0 | 0 | 300.5812 | Inverted Bucket | 1 | 883.575
147 | Steam Trap | Hoffman Specialty | Inverted Bucket | 0.75 | 125 | 2014 | 159.25 | 1 | $/unit | [7 empty] | BCF | Grainger | n/a | 2014-01-22 |  | BCF | 147 | Steam Trap | Inverted Bucket | 0.75 | 2014 | 159.25 | 0 | 0 | 0 | 0 | 203.0437 | 0 | 0 | 203.0437 | Inverted Bucket | 1.25 | 1121.3625
148 | Steam Trap | Hoffman Specialty | Inverted Bucket | 0.75 | 125 | 2014 | 173.5 | 1 | $/unit | [7 empty] | BCF | Grainger | n/a | 2014-01-22 |  | BCF | 148 | Steam Trap | Inverted Bucket | 0.75 | 2014 | 173.5 | 0 | 0 | 0 | 0 | 221.2125 | 0 | 0 | 221.2125 | Inverted Bucket | 1.25 | 1121.3625
149 | Steam Trap | Hoffman Specialty | Inverted Bucket | 0.75 | 125 | 2014 | 219.75 | 1 | $/unit | [7 empty] | BCF | Grainger | n/a | 2014-01-22 |  | BCF | 149 | Steam Trap | Inverted Bucket | 0.75 | 2014 | 219.75 | 0 | 0 | 0 | 0 | 280.1812 | 0 | 0 | 280.1812 | Inverted Bucket | 1.25 | 1121.3625
150 | Steam Trap | Hoffman Specialty | Inverted Bucket | 0.5 | 150 | 2014 | 196 | 1 | $/unit | [7 empty] | BCF | Grainger | n/a | 2014-01-22 |  | BCF | 150 | Steam Trap | Inverted Bucket | 0.5 | 2014 | 196 | 0 | 0 | 0 | 0 | 249.9 | 0 | 0 | 249.9 | Inverted Bucket | 0.5 | 481.3125
151 | Steam Trap | Hoffman Specialty | Inverted Bucket | 0.75 | 150 | 2014 | 191.25 | 1 | $/unit | [7 empty] | BCF | Grainger | n/a | 2014-01-22 |  | BCF | 151 | Steam Trap | Inverted Bucket | 0.75 | 2014 | 191.25 | 0 | 0 | 0 | 0 | 243.8437 | 0 | 0 | 243.8437 | Inverted Bucket | 0.5 | 481.3125
152 | Steam Trap | Hoffman Specialty | Inverted Bucket | 0.5 | 180 | 2014 | 227.5 | 1 | $/unit | [7 empty] | BCF | Grainger | n/a | 2014-01-22 |  | BCF | 152 | Steam Trap | Inverted Bucket | 0.5 | 2014 | 227.5 | 0 | 0 | 0 | 0 | 290.0625 | 0 | 0 | 290.0625 | Inverted Bucket | 0.75 | 243.8437
153 | Steam Trap | Hoffman Specialty | Inverted Bucket | 0.75 | 180 | 2014 | 239.75 | 1 | $/unit | [7 empty] | BCF | Grainger | n/a | 2014-01-22 |  | BCF | 153 | Steam Trap | Inverted Bucket | 0.75 | 2014 | 239.75 | 0 | 0 | 0 | 0 | 305.6812 | 0 | 0 | 305.6812 | Inverted Bucket | 2.5 | 2209.575
154 | Steam Trap | Hoffman Specialty | Inverted Bucket | 0.5 | 250 | 2014 | 223.5 | 1 | $/unit | [7 empty] | BCF | Grainger | n/a | 2014-01-22 |  | BCF | 154 | Steam Trap | Inverted Bucket | 0.5 | 2014 | 223.5 | 0 | 0 | 0 | 0 | 284.9625 | 0 | 0 | 284.9625 | Inverted Bucket | 2.5 | 2209.575
155 | Steam Trap | Hoffman Specialty | Thermostatic | 0.5 | 25 | 2014 | 113.15 | 1 | $/unit | [7 empty] | BCF | Grainger | n/a | 2014-01-22 |  | BCF | 155 | Steam Trap | Thermostatic | 0.5 | 2014 | 113.15 | 0 | 0 | 0 | 0 | 144.2662 | 0 | 0 | 144.2662 | Inverted Bucket | 2.5 | 2209.575
156 | Steam Trap | Hoffman Specialty | Thermostatic | 0.5 | 25 | 2014 | 158.5 | 1 | $/unit | [7 empty] | BCF | Grainger | n/a | 2014-01-22 |  | BCF | 156 | Steam Trap | Thermostatic | 0.5 | 2014 | 158.5 | 0 | 0 | 0 | 0 | 202.0875 | 0 | 0 | 202.0875 | Inverted Bucket | 0.75 | 280.1812
157 | Steam Trap | Hoffman Specialty | Thermostatic | 0.5 | 25 | 2014 | 174.75 | 1 | $/unit | [7 empty] | BCF | Grainger | n/a | 2014-01-22 |  | BCF | 157 | Steam Trap | Thermostatic | 0.5 | 2014 | 174.75 | 0 | 0 | 0 | 0 | 222.8062 | 0 | 0 | 222.8062 | Inverted Bucket | 0.75 | 280.1812
158 | Steam Trap | Hoffman Specialty | Thermostatic | 0.75 | 25 | 2014 | 151.5 | 1 | $/unit | [7 empty] | BCF | Grainger | n/a | 2014-01-22 |  | BCF | 158 | Steam Trap | Thermostatic | 0.75 | 2014 | 151.5 | 0 | 0 | 0 | 0 | 193.1625 | 0 | 0 | 193.1625 | Inverted Bucket | 0.75 | 280.8187
159 | Steam Trap | Hoffman Specialty | Thermostatic | 0.75 | 25 | 2014 | 167.25 | 1 | $/unit | [7 empty] | BCF | Grainger | n/a | 2014-01-22 |  | BCF | 159 | Steam Trap | Thermostatic | 0.75 | 2014 | 167.25 | 0 | 0 | 0 | 0 | 213.2437 | 0 | 0 | 213.2437 | Inverted Bucket | 2 | 1413.975
160 | Steam Trap | Hoffman Specialty | Thermostatic | 1 | 25 | 2014 | 248.75 | 1 | $/unit | [7 empty] | BCF | Grainger | n/a | 2014-01-22 |  | BCF | 160 | Steam Trap | Thermostatic | 1 | 2014 | 248.75 | 0 | 0 | 0 | 0 | 317.1562 | 0 | 0 | 317.1562 | Inverted Bucket | 2 | 1413.975
161 | Steam Trap | Hoffman Specialty | Thermostatic | 0.5 | 125 | 2014 | 156.75 | 1 | $/unit | [7 empty] | BCF | Grainger | n/a | 2014-01-22 |  | BCF | 161 | Steam Trap | Thermostatic | 0.5 | 2014 | 156.75 | 0 | 0 | 0 | 0 | 199.8562 | 0 | 0 | 199.8562 | Inverted Bucket | 2 | 1413.975
162 | Steam Trap | Hoffman Specialty | Thermostatic | 0.75 | 125 | 2014 | 186.25 | 1 | $/unit | [7 empty] | BCF | Grainger | n/a | 2014-01-22 |  | BCF | 162 | Steam Trap | Thermostatic | 0.75 | 2014 | 186.25 | 0 | 0 | 0 | 0 | 237.4687 | 0 | 0 | 237.4687 | Inverted Bucket | 0.75 | 294.525
163 | Steam Trap | Hoffman Specialty | Thermostatic | 0.75 | 125 | 2014 | 207 | 1 | $/unit | [7 empty] | BCF | Grainger | n/a | 2014-01-22 |  | BCF | 163 | Steam Trap | Thermostatic | 0.75 | 2014 | 207 | 0 | 0 | 0 | 0 | 263.925 | 0 | 0 | 263.925 | Inverted Bucket | 0.5 | 417.5625
164 | Steam Trap | Hoffman Specialty | Thermostatic | 1 | 125 | 2014 | 273.5 | 1 | $/unit | [7 empty] | BCF | Grainger | n/a | 2014-01-22 |  | BCF | 164 | Steam Trap | Thermostatic | 1 | 2014 | 273.5 | 0 | 0 | 0 | 0 | 348.7125 | 0 | 0 | 348.7125 | Inverted Bucket | 0.5 | 415.65
165 | Steam Trap | Nicholson | F&T | 0.5 | 20 | 2014 | 436.5 | 1 | $/unit | [7 empty] | BCF | Grainger | n/a | 2014-01-22 |  | BCF | 165 | Steam Trap | F&T | 0.5 | 2014 | 436.5 | 0 | 0 | 0 | 0 | 556.5375 | 0 | 0 | 556.5375 | Inverted Bucket | 0.75 | 302.175
166 | Steam Trap | Nicholson | F&T | 0.75 | 20 | 2014 | 458.5 | 1 | $/unit | [7 empty] | BCF | Grainger | n/a | 2014-01-22 |  | BCF | 166 | Steam Trap | F&T | 0.75 | 2014 | 458.5 | 0 | 0 | 0 | 0 | 584.5875 | 0 | 0 | 584.5875 | Inverted Bucket | 0.75 | 302.175
167 | Steam Trap | Nicholson | F&T | 1 | 20 | 2014 | 652.5 | 1 | $/unit | [7 empty] | BCF | Grainger | n/a | 2014-01-22 |  | BCF | 167 | Steam Trap | F&T | 1 | 2014 | 652.5 | 0 | 0 | 0 | 0 | 831.9375 | 0 | 0 | 831.9375 | Inverted Bucket | 0.75 | 302.175
168 | Steam Trap | Nicholson | F&T | 0.5 | 50 | 2014 | 436.5 | 1 | $/unit | [7 empty] | BCF | Grainger | n/a | 2014-01-22 |  | BCF | 168 | Steam Trap | F&T | 0.5 | 2014 | 436.5 | 0 | 0 | 0 | 0 | 556.5375 | 0 | 0 | 556.5375 | Inverted Bucket | 0.75 | 305.6812
169 | Steam Trap | Nicholson | F&T | 0.75 | 50 | 2014 | 458.5 | 1 | $/unit | [7 empty] | BCF | Grainger | n/a | 2014-01-22 |  | BCF | 169 | Steam Trap | F&T | 0.75 | 2014 | 458.5 | 0 | 0 | 0 | 0 | 584.5875 | 0 | 0 | 584.5875 | Inverted Bucket | 0.375 | 407.3625
170 | Steam Trap | Nicholson | F&T | 1 | 50 | 2014 | 652.5 | 1 | $/unit | [7 empty] | BCF | Grainger | n/a | 2014-01-22 |  | BCF | 170 | Steam Trap | F&T | 1 | 2014 | 652.5 | 0 | 0 | 0 | 0 | 831.9375 | 0 | 0 | 831.9375 | Inverted Bucket | 1 | 781.575
171 | Steam Trap | Nicholson | F&T | 0.5 | 100 | 2014 | 436.5 | 1 | $/unit | [7 empty] | BCF | Grainger | n/a | 2014-01-22 |  | BCF | 171 | Steam Trap | F&T | 0.5 | 2014 | 436.5 | 0 | 0 | 0 | 0 | 556.5375 | 0 | 0 | 556.5375 | Inverted Bucket | 1 | 781.575
172 | Steam Trap | Nicholson | F&T | 0.75 | 100 | 2014 | 458.5 | 1 | $/unit | [7 empty] | BCF | Grainger | n/a | 2014-01-22 |  | BCF | 172 | Steam Trap | F&T | 0.75 | 2014 | 458.5 | 0 | 0 | 0 | 0 | 584.5875 | 0 | 0 | 584.5875 | Inverted Bucket | 1 | 781.575
173 | Steam Trap | Nicholson | F&T | 1 | 100 | 2014 | 629.5 | 1 | $/unit | [7 empty] | BCF | Grainger | n/a | 2014-01-22 |  | BCF | 173 | Steam Trap | F&T | 1 | 2014 | 629.5 | 0 | 0 | 0 | 0 | 802.6125 | 0 | 0 | 802.6125 | Inverted Bucket | 0.75 | 335.9625
174 | Steam Trap | Nicholson | F&T | 0.5 | 150 | 2014 | 436.5 | 1 | $/unit | [7 empty] | BCF | Grainger | n/a | 2014-01-22 |  | BCF | 174 | Steam Trap | F&T | 0.5 | 2014 | 436.5 | 0 | 0 | 0 | 0 | 556.5375 | 0 | 0 | 556.5375 | Inverted Bucket | 0.75 | 335.9625
175 | Steam Trap | Nicholson | F&T | 0.75 | 150 | 2014 | 458.5 | 1 | $/unit | [7 empty] | BCF | Grainger | n/a | 2014-01-22 |  | BCF | 175 | Steam Trap | F&T | 0.75 | 2014 | 458.5 | 0 | 0 | 0 | 0 | 584.5875 | 0 | 0 | 584.5875 | Inverted Bucket | 0.75 | 335.9625
176 | Steam Trap | Nicholson | F&T | 1 | 150 | 2014 | 652.5 | 1 | $/unit | [7 empty] | BCF | Grainger | n/a | 2014-01-22 |  | BCF | 176 | Steam Trap | F&T | 1 | 2014 | 652.5 | 0 | 0 | 0 | 0 | 831.9375 | 0 | 0 | 831.9375 | Inverted Bucket | 0.5 | 203.0437
177 | Steam Trap | Nicholson | F&T | 0.5 | 250 | 2014 | 436.5 | 1 | $/unit | [7 empty] | BCF | Grainger | n/a | 2014-01-22 |  | BCF | 177 | Steam Trap | F&T | 0.5 | 2014 | 436.5 | 0 | 0 | 0 | 0 | 556.5375 | 0 | 0 | 556.5375 | Inverted Bucket | 0.5 | 203.0437
178 | Steam Trap | Nicholson | F&T | 0.75 | 250 | 2014 | 458.5 | 1 | $/unit | [7 empty] | BCF | Grainger | n/a | 2014-01-22 |  | BCF | 178 | Steam Trap | F&T | 0.75 | 2014 | 458.5 | 0 | 0 | 0 | 0 | 584.5875 | 0 | 0 | 584.5875 | Inverted Bucket | 1.5 | 1042.3125
179 | Steam Trap | Nicholson | F&T | 1 | 250 | 2014 | 652.5 | 1 | $/unit | [7 empty] | BCF | Grainger | n/a | 2014-01-22 |  | BCF | 179 | Steam Trap | F&T | 1 | 2014 | 652.5 | 0 | 0 | 0 | 0 | 831.9375 | 0 | 0 | 831.9375 | Inverted Bucket | 1.5 | 1042.3125
180 | Steam Trap | Nicholson | F&T | 0.5 | 65 | 2014 | 260.5 | 1 | $/unit | [7 empty] | BCF | Grainger | n/a | 2014-01-22 |  | BCF | 180 | Steam Trap | F&T | 0.5 | 2014 | 260.5 | 0 | 0 | 0 | 0 | 332.1375 | 0 | 0 | 332.1375 | Inverted Bucket | 1.5 | 1042.3125
181 | Steam Trap | Nicholson | F&T | 0.75 | 65 | 2014 | 260.5 | 1 | $/unit | [7 empty] | BCF | Grainger | n/a | 2014-01-22 |  | BCF | 181 | Steam Trap | F&T | 0.75 | 2014 | 260.5 | 0 | 0 | 0 | 0 | 332.1375 | 0 | 0 | 332.1375 | Inverted Bucket | 1.5 | 1042.3125
182 | Steam Trap | Nicholson | F&T | 1 | 65 | 2014 | 357 | 1 | $/unit | [7 empty] | BCF | Grainger | n/a | 2014-01-22 |  | BCF | 182 | Steam Trap | F&T | 1 | 2014 | 357 | 0 | 0 | 0 | 0 | 455.175 | 0 | 0 | 455.175 | Inverted Bucket | 1.5 | 1042.3125
183 | Steam Trap | Nicholson | F&T | 0.5 | 145 | 2014 | 268.5 | 1 | $/unit | [7 empty] | BCF | Grainger | n/a | 2014-01-22 |  | BCF | 183 | Steam Trap | F&T | 0.5 | 2014 | 268.5 | 0 | 0 | 0 | 0 | 342.3375 | 0 | 0 | 342.3375 | Inverted Bucket | 1.5 | 1042.3125
184 | Steam Trap | Nicholson | F&T | 0.75 | 145 | 2014 | 268.5 | 1 | $/unit | [7 empty] | BCF | Grainger | n/a | 2014-01-22 |  | BCF | 184 | Steam Trap | F&T | 0.75 | 2014 | 268.5 | 0 | 0 | 0 | 0 | 342.3375 | 0 | 0 | 342.3375 | Inverted Bucket | 0.5 | 213.8812
185 | Steam Trap | Nicholson | F&T | 1 | 145 | 2014 | 367.25 | 1 | $/unit | [7 empty] | BCF | Grainger | n/a | 2014-01-22 |  | BCF | 185 | Steam Trap | F&T | 1 | 2014 | 367.25 | 0 | 0 | 0 | 0 | 468.2437 | 0 | 0 | 468.2437 | Inverted Bucket | 0.5 | 213.8812
186 | Steam Trap | Nicholson | F&T | 0.5 | 200 | 2014 | 276 | 1 | $/unit | [7 empty] | BCF | Grainger | n/a | 2014-01-22 |  | BCF | 186 | Steam Trap | F&T | 0.5 | 2014 | 276 | 0 | 0 | 0 | 0 | 351.9 | 0 | 0 | 351.9 | Inverted Bucket | 0.5 | 213.8812
187 | Steam Trap | Nicholson | F&T | 0.75 | 200 | 2014 | 276 | 1 | $/unit | [7 empty] | BCF | Grainger | n/a | 2014-01-22 |  | BCF | 187 | Steam Trap | F&T | 0.75 | 2014 | 276 | 0 | 0 | 0 | 0 | 351.9 | 0 | 0 | 351.9 | Inverted Bucket | 0.5 | 213.8812
188 | Steam Trap | Nicholson | F&T | 1 | 200 | 2014 | 377.5 | 1 | $/unit | [7 empty] | BCF | Grainger | n/a | 2014-01-22 |  | BCF | 188 | Steam Trap | F&T | 1 | 2014 | 377.5 | 0 | 0 | 0 | 0 | 481.3125 | 0 | 0 | 481.3125 | Inverted Bucket | 0.5 | 217.3875
189 | Steam Trap | Nicholson | Thermostatic | 0.5 | 650 | 2014 | 397.75 | 1 | $/unit | [7 empty] | BCF | Grainger | n/a | 2014-01-22 |  | BCF | 189 | Steam Trap | Thermostatic | 0.5 | 2014 | 397.75 | 0 | 0 | 0 | 0 | 507.1312 | 0 | 0 | 507.1312 | Inverted Bucket | 0.5 | 228.5437
190 | Steam Trap | Nicholson | Thermostatic | 0.75 | 650 | 2014 | 397.75 | 1 | $/unit | [7 empty] | BCF | Grainger | n/a | 2014-01-22 |  | BCF | 190 | Steam Trap | Thermostatic | 0.75 | 2014 | 397.75 | 0 | 0 | 0 | 0 | 507.1312 | 0 | 0 | 507.1312 | Inverted Bucket | 0.5 | 228.5437
191 | Steam Trap | Nicholson | Thermostatic | 1 | 650 | 2014 | 466.5 | 1 | $/unit | [7 empty] | BCF | Grainger | n/a | 2014-01-22 |  | BCF | 191 | Steam Trap | Thermostatic | 1 | 2014 | 466.5 | 0 | 0 | 0 | 0 | 594.7875 | 0 | 0 | 594.7875 | Inverted Bucket | 0.5 | 232.3687
192 | Steam Trap | Spence Engineering | F&T | 2 | 30 | 2014 | 761 | 1 | $/unit | [7 empty] | BCF | Grainger | n/a | 2014-01-22 |  | BCF | 192 | Steam Trap | F&T | 2 | 2014 | 761 | 0 | 0 | 0 | 0 | 970.275 | 0 | 0 | 970.275 | Inverted Bucket | 0.75 | 481.3125
193 | Steam Trap | Spence Engineering | F&T | 0.75 | 75 | 2014 | 284 | 1 | $/unit | [7 empty] | BCF | Grainger | n/a | 2014-01-22 |  | BCF | 193 | Steam Trap | F&T | 0.75 | 2014 | 284 | 0 | 0 | 0 | 0 | 362.1 | 0 | 0 | 362.1 | Inverted Bucket | 0.75 | 481.3125
194 | Steam Trap | Spence Engineering | F&T | 1 | 75 | 2014 | 318.75 | 1 | $/unit | [7 empty] | BCF | Grainger | n/a | 2014-01-22 |  | BCF | 194 | Steam Trap | F&T | 1 | 2014 | 318.75 | 0 | 0 | 0 | 0 | 406.4062 | 0 | 0 | 406.4062 | Inverted Bucket | 1.25 | 883.575
195 | Steam Trap | Spence Engineering | F&T | 1.5 | 75 | 2014 | 497.25 | 1 | $/unit | [7 empty] | BCF | Grainger | n/a | 2014-01-22 |  | BCF | 195 | Steam Trap | F&T | 1.5 | 2014 | 497.25 | 0 | 0 | 0 | 0 | 633.9937 | 0 | 0 | 633.9937 | Inverted Bucket | 1.25 | 883.575
196 | Steam Trap | Spence Engineering | F&T | 2 | 75 | 2014 | 988.5 | 1 | $/unit | [7 empty] | BCF | Grainger | n/a | 2014-01-22 |  | BCF | 196 | Steam Trap | F&T | 2 | 2014 | 988.5 | 0 | 0 | 0 | 0 | 1260.3375 | 0 | 0 | 1260.3375 | Inverted Bucket | 1.25 | 883.575
197 | Steam Trap | Spence Engineering | F&T | 1 | 125 | 2014 | 339.5 | 1 | $/unit | [7 empty] | BCF | Grainger | n/a | 2014-01-22 |  | BCF | 197 | Steam Trap | F&T | 1 | 2014 | 339.5 | 0 | 0 | 0 | 0 | 432.8625 | 0 | 0 | 432.8625 | Inverted Bucket | 1.25 | 946.05
198 | Steam Trap | Spence Engineering | F&T | 2 | 125 | 2014 | 719.5 | 1 | $/unit | [7 empty] | BCF | Grainger | n/a | 2014-01-22 |  | BCF | 198 | Steam Trap | F&T | 2 | 2014 | 719.5 | 0 | 0 | 0 | 0 | 917.3625 | 0 | 0 | 917.3625 | Inverted Bucket | 1.25 | 926.925
199 | Steam Trap | Spence Engineering | F&T | 1.5 | 250 | 2014 | 497.25 | 1 | $/unit | [7 empty] | BCF | Grainger | n/a | 2014-01-22 |  | BCF | 199 | Steam Trap | F&T | 1.5 | 2014 | 497.25 | 0 | 0 | 0 | 0 | 633.9937 | 0 | 0 | 633.9937 | Inverted Bucket | 1.25 | 946.05
200 | Steam Trap | Spence Engineering | Inverted Bucket | 1 | 15 | 2014 | 219.75 | 1 | $/unit | [7 empty] | BCF | Grainger | n/a | 2014-01-22 |  | BCF | 200 | Steam Trap | Inverted Bucket | 1 | 2014 | 219.75 | 0 | 0 | 0 | 0 | 280.1812 | 0 | 0 | 280.1812 | Inverted Bucket | 1.25 | 926.925
201 | Steam Trap | Spence Engineering | Inverted Bucket | 1.25 | 15 | 2014 | 742 | 1 | $/unit | [7 empty] | BCF | Grainger | n/a | 2014-01-22 |  | BCF | 201 | Steam Trap | Inverted Bucket | 1.25 | 2014 | 742 | 0 | 0 | 0 | 0 | 946.05 | 0 | 0 | 946.05 | Inverted Bucket | 0.5 | 335.9625
202 | Steam Trap | Spence Engineering | Inverted Bucket | 1.5 | 15 | 2014 | 817.5 | 1 | $/unit | [7 empty] | BCF | Grainger | n/a | 2014-01-22 |  | BCF | 202 | Steam Trap | Inverted Bucket | 1.5 | 2014 | 817.5 | 0 | 0 | 0 | 0 | 1042.3125 | 0 | 0 | 1042.3125 | Inverted Bucket | 0.5 | 335.9625
203 | Steam Trap | Spence Engineering | Inverted Bucket | 2 | 15 | 2014 | 835 | 1 | $/unit | [7 empty] | BCF | Grainger | n/a | 2014-01-22 |  | BCF | 203 | Steam Trap | Inverted Bucket | 2 | 2014 | 835 | 0 | 0 | 0 | 0 | 1064.625 | 0 | 0 | 1064.625 | Inverted Bucket | 0.5 | 335.9625
204 | Steam Trap | Spence Engineering | Inverted Bucket | 0.5 | 20 | 2014 | 167.75 | 1 | $/unit | [7 empty] | BCF | Grainger | n/a | 2014-01-22 |  | BCF | 204 | Steam Trap | Inverted Bucket | 0.5 | 2014 | 167.75 | 0 | 0 | 0 | 0 | 213.8812 | 0 | 0 | 213.8812 | Inverted Bucket | 0.75 | 425.85
205 | Steam Trap | Spence Engineering | Inverted Bucket | 0.75 | 20 | 2014 | 170 | 1 | $/unit | [7 empty] | BCF | Grainger | n/a | 2014-01-22 |  | BCF | 205 | Steam Trap | Inverted Bucket | 0.75 | 2014 | 170 | 0 | 0 | 0 | 0 | 216.75 | 0 | 0 | 216.75 | Inverted Bucket | 0.5 | 249.9
206 | Steam Trap | Spence Engineering | Inverted Bucket | 1 | 30 | 2014 | 219.75 | 1 | $/unit | [7 empty] | BCF | Grainger | n/a | 2014-01-22 |  | BCF | 206 | Steam Trap | Inverted Bucket | 1 | 2014 | 219.75 | 0 | 0 | 0 | 0 | 280.1812 | 0 | 0 | 280.1812 | Inverted Bucket | 0.5 | 265.8375
207 | Steam Trap | Spence Engineering | Inverted Bucket | 1.25 | 30 | 2014 | 727 | 1 | $/unit | [7 empty] | BCF | Grainger | n/a | 2014-01-22 |  | BCF | 207 | Steam Trap | Inverted Bucket | 1.25 | 2014 | 727 | 0 | 0 | 0 | 0 | 926.925 | 0 | 0 | 926.925 | Inverted Bucket | 0.5 | 302.175
208 | Steam Trap | Spence Engineering | Inverted Bucket | 1.5 | 30 | 2014 | 817.5 | 1 | $/unit | [7 empty] | BCF | Grainger | n/a | 2014-01-22 |  | BCF | 208 | Steam Trap | Inverted Bucket | 1.5 | 2014 | 817.5 | 0 | 0 | 0 | 0 | 1042.3125 | 0 | 0 | 1042.3125 | Inverted Bucket | 0.5 | 302.175
209 | Steam Trap | Spence Engineering | Inverted Bucket | 1 | 70 | 2014 | 219.75 | 1 | $/unit | [7 empty] | BCF | Grainger | n/a | 2014-01-22 |  | BCF | 209 | Steam Trap | Inverted Bucket | 1 | 2014 | 219.75 | 0 | 0 | 0 | 0 | 280.1812 | 0 | 0 | 280.1812 | Inverted Bucket | 0.5 | 302.175
210 | Steam Trap | Spence Engineering | Inverted Bucket | 0.5 | 80 | 2014 | 167.75 | 1 | $/unit | [7 empty] | BCF | Grainger | n/a | 2014-01-22 |  | BCF | 210 | Steam Trap | Inverted Bucket | 0.5 | 2014 | 167.75 | 0 | 0 | 0 | 0 | 213.8812 | 0 | 0 | 213.8812 | Inverted Bucket | 0.5 | 300.5812
211 | Steam Trap | Spence Engineering | Inverted Bucket | 0.75 | 80 | 2014 | 170 | 1 | $/unit | [7 empty] | BCF | Grainger | n/a | 2014-01-22 |  | BCF | 211 | Steam Trap | Inverted Bucket | 0.75 | 2014 | 170 | 0 | 0 | 0 | 0 | 216.75 | 0 | 0 | 216.75 | Inverted Bucket | 0.5 | 290.0625
212 | Steam Trap | Spence Engineering | Inverted Bucket | 1.5 | 100 | 2014 | 817.5 | 1 | $/unit | [7 empty] | BCF | Grainger | n/a | 2014-01-22 |  | BCF | 212 | Steam Trap | Inverted Bucket | 1.5 | 2014 | 817.5 | 0 | 0 | 0 | 0 | 1042.3125 | 0 | 0 | 1042.3125 | Inverted Bucket | 0.5 | 284.9625
213 | Steam Trap | Spence Engineering | Inverted Bucket | 0.5 | 125 | 2014 | 167.75 | 1 | $/unit | [7 empty] | BCF | Grainger | n/a | 2014-01-22 |  | BCF | 213 | Steam Trap | Inverted Bucket | 0.5 | 2014 | 167.75 | 0 | 0 | 0 | 0 | 213.8812 | 0 | 0 | 213.8812 | Inverted Bucket | 0.5 | 275.4
214 | Steam Trap | Spence Engineering | Inverted Bucket | 0.75 | 125 | 2014 | 170 | 1 | $/unit | [7 empty] | BCF | Grainger | n/a | 2014-01-22 |  | BCF | 214 | Steam Trap | Inverted Bucket | 0.75 | 2014 | 170 | 0 | 0 | 0 | 0 | 216.75 | 0 | 0 | 216.75 | Thermodisc | 0.5 | 458.3625 | Thermodisc / Thermodynamic
215 | Steam Trap | Spence Engineering | Inverted Bucket | 1 | 125 | 2014 | 219.75 | 1 | $/unit | [7 empty] | BCF | Grainger | n/a | 2014-01-22 |  | BCF | 215 | Steam Trap | Inverted Bucket | 1 | 2014 | 219.75 | 0 | 0 | 0 | 0 | 280.1812 | 0 | 0 | 280.1812 | Thermodisc | 1 | 643.875 | Diameter (inches) | Steam Trap Material Cost ($)
216 | Steam Trap | Spence Engineering | Inverted Bucket | 1.25 | 125 | 2014 | 742 | 1 | $/unit | [7 empty] | BCF | Grainger | n/a | 2014-01-22 |  | BCF | 216 | Steam Trap | Inverted Bucket | 1.25 | 2014 | 742 | 0 | 0 | 0 | 0 | 946.05 | 0 | 0 | 946.05 | Thermodynamic | 1 | 776.475 | 0.5 | 384.8779
217 | Steam Trap | Spence Engineering | Inverted Bucket | 1.5 | 130 | 2014 | 817.5 | 1 | $/unit | [7 empty] | BCF | Grainger | n/a | 2014-01-22 |  | BCF | 217 | Steam Trap | Inverted Bucket | 1.5 | 2014 | 817.5 | 0 | 0 | 0 | 0 | 1042.3125 | 0 | 0 | 1042.3125 | Thermodynamic | 0.75 | 451.0312 | 0.75 | 534.9141
218 | Steam Trap | Spence Engineering | Inverted Bucket | 2 | 130 | 2014 | 835 | 1 | $/unit | [7 empty] | BCF | Grainger | n/a | 2014-01-22 |  | BCF | 218 | Steam Trap | Inverted Bucket | 2 | 2014 | 835 | 0 | 0 | 0 | 0 | 1064.625 | 0 | 0 | 1064.625 | Thermodisc | 0.375 | 364.65 | 1 | 684.9503
219 | Steam Trap | Spence Engineering | Inverted Bucket | 0.5 | 150 | 2014 | 167.75 | 1 | $/unit | [7 empty] | BCF | Grainger | n/a | 2014-01-22 |  | BCF | 219 | Steam Trap | Inverted Bucket | 0.5 | 2014 | 167.75 | 0 | 0 | 0 | 0 | 213.8812 | 0 | 0 | 213.8812 | Thermodisc | 0.75 | 556.5375
220 | Steam Trap | Spence Engineering | Inverted Bucket | 0.75 | 150 | 2014 | 170 | 1 | $/unit | [7 empty] | BCF | Grainger | n/a | 2014-01-22 |  | BCF | 220 | Steam Trap | Inverted Bucket | 0.75 | 2014 | 170 | 0 | 0 | 0 | 0 | 216.75 | 0 | 0 | 216.75 | Thermodynamic | 0.5 | 340.425
221 | Steam Trap | Spence Engineering | Inverted Bucket | 1.5 | 180 | 2014 | 817.5 | 1 | $/unit | [7 empty] | BCF | Grainger | n/a | 2014-01-22 |  | BCF | 221 | Steam Trap | Inverted Bucket | 1.5 | 2014 | 817.5 | 0 | 0 | 0 | 0 | 1042.3125 | 0 | 0 | 1042.3125 | Thermodynamic | 0.5 | 426.8062 | Linear regression output
222 | Steam Trap | Spence Engineering | Inverted Bucket | 2 | 180 | 2014 | 817.5 | 1 | $/unit | [7 empty] | BCF | Grainger | n/a | 2014-01-22 |  | BCF | 222 | Steam Trap | Inverted Bucket | 2 | 2014 | 817.5 | 0 | 0 | 0 | 0 | 1042.3125 | 0 | 0 | 1042.3125 | Thermodisc | 0.75 | 471.1125 | Diameter (inches) | Intercept
223 | Steam Trap | Spence Engineering | Inverted Bucket | 0.375 | 200 | 2014 | 319.5 | 1 | $/unit | [7 empty] | BCF | Grainger | n/a | 2014-01-22 |  | BCF | 223 | Steam Trap | Inverted Bucket | 0.375 | 2014 | 319.5 | 0 | 0 | 0 | 0 | 407.3625 | 0 | 0 | 407.3625 | Thermodynamic | 1 | 680.85 | 600.1448 | 84.8055
224 | Steam Trap | Spence Engineering | Inverted Bucket | 0.5 | 200 | 2014 | 326 | 1 | $/unit | [7 empty] | BCF | Grainger | n/a | 2014-01-22 |  | BCF | 224 | Steam Trap | Inverted Bucket | 0.5 | 2014 | 326 | 0 | 0 | 0 | 0 | 415.65 | 0 | 0 | 415.65 | Thermodisc | 0.5 | 355.725 | 51.6676 | 35.7653
225 | Steam Trap | Spence Engineering | Inverted Bucket |  | 200 | 2014 | 290 | 1 | $/unit | [7 empty] | BCF | Grainger | n/a | 2014-01-22 |  | BCF | 225 | Steam Trap | Inverted Bucket | 0 | 2014 | 290 | 0 | 0 | 0 | 0 | 369.75 | 0 | 0 | 369.75 | Thermodisc | 0.75 | 501.3937 | 0.89398 | 50.4881
226 | Steam Trap | Spence Engineering | Inverted Bucket | 2 | 225 | 2014 | 817.5 | 1 | $/unit | [7 empty] | BCF | Grainger | n/a | 2014-01-22 |  | BCF | 226 | Steam Trap | Inverted Bucket | 2 | 2014 | 817.5 | 0 | 0 | 0 | 0 | 1042.3125 | 0 | 0 | 1042.3125 | Thermodynamic | 0.75 | 519.5625 | 134.9195 | 16
227 | Steam Trap | Spence Engineering | Inverted Bucket | 0.5 | 250 | 2014 | 216 | 1 | $/unit | [7 empty] | BCF | Grainger | n/a | 2014-01-22 |  | BCF | 227 | Steam Trap | Inverted Bucket | 0.5 | 2014 | 216 | 0 | 0 | 0 | 0 | 275.4 | 0 | 0 | 275.4 | Thermodynamic | 0.375 | 286.875 | 343915.9575 | 40784.7217
228 | Steam Trap | Spence Engineering | Inverted Bucket | 0.75 | 250 | 2014 | 219.75 | 1 | $/unit | [7 empty] | BCF | Grainger | n/a | 2014-01-22 |  | BCF | 228 | Steam Trap | Inverted Bucket | 0.75 | 2014 | 219.75 | 0 | 0 | 0 | 0 | 280.1812 | 0 | 0 | 280.1812 | Thermodisc | 1 | 740.1375
229 | Steam Trap | Spence Engineering | Inverted Bucket | 1 | 250 | 2014 | 219.75 | 1 | $/unit | [7 empty] | BCF | Grainger | n/a | 2014-01-22 |  | BCF | 229 | Steam Trap | Inverted Bucket | 1 | 2014 | 219.75 | 0 | 0 | 0 | 0 | 280.1812 | 0 | 0 | 280.1812 | Thermodisc | 0.5 | 360.1875
230 | Steam Trap | Spence Engineering | Inverted Bucket | 1.25 | 250 | 2014 | 727 | 1 | $/unit | [7 empty] | BCF | Grainger | n/a | 2014-01-22 |  | BCF | 230 | Steam Trap | Inverted Bucket | 1.25 | 2014 | 727 | 0 | 0 | 0 | 0 | 926.925 | 0 | 0 | 926.925 | Thermodynamic | 0.375 | 334.3687 | Thermostatic
231 | Steam Trap | Spence Engineering | Inverted Bucket | 1.5 | 250 | 2014 | 817.5 | 1 | $/unit | [7 empty] | BCF | Grainger | n/a | 2014-01-22 |  | BCF | 231 | Steam Trap | Inverted Bucket | 1.5 | 2014 | 817.5 | 0 | 0 | 0 | 0 | 1042.3125 | 0 | 0 | 1042.3125 | Thermodisc | 0.375 | 309.825 | Diameter (inches) | Steam Trap Material Cost ($)
232 | Steam Trap | Spence Engineering | Inverted Bucket | 0.5 | 400 | 2014 | 327.5 | 1 | $/unit | [7 empty] | BCF | Grainger | n/a | 2014-01-22 |  | BCF | 232 | Steam Trap | Inverted Bucket | 0.5 | 2014 | 327.5 | 0 | 0 | 0 | 0 | 417.5625 | 0 | 0 | 417.5625 | Thermostatic | 0.75 | 174.7387 | 0.5 | 179.2304
233 | Steam Trap | Spence Engineering | Inverted Bucket | 0.75 | 400 | 2014 | 334 | 1 | $/unit | [7 empty] | BCF | Grainger | n/a | 2014-01-22 |  | BCF | 233 | Steam Trap | Inverted Bucket | 0.75 | 2014 | 334 | 0 | 0 | 0 | 0 | 425.85 | 0 | 0 | 425.85 | Thermostatic | 0.75 | 179.265 | 0.75 | 304.5562
234 | Steam Trap | Spence Engineering | Inverted Bucket |  | 400 | 2014 | 297.75 | 1 | $/unit | [7 empty] | BCF | Grainger | n/a | 2014-01-22 |  | BCF | 234 | Steam Trap | Inverted Bucket | 0 | 2014 | 297.75 | 0 | 0 | 0 | 0 | 379.6312 | 0 | 0 | 379.6312 | Thermostatic | 0.5 | 128.7112 | 1 | 429.882
235 | Steam Trap | Spence Engineering | Inverted Bucket | 0.5 | 650 | 2014 | 182.25 | 1 | $/unit | [7 empty] | BCF | Grainger | n/a | 2014-01-22 |  | BCF | 235 | Steam Trap | Inverted Bucket | 0.5 | 2014 | 182.25 | 0 | 0 | 0 | 0 | 232.3687 | 0 | 0 | 232.3687 | Thermostatic | 0.75 | 515.7375
236 | Steam Trap | Spence Engineering | Inverted Bucket | 1 | 650 | 2014 | 901.5 | 1 | $/unit | [7 empty] | BCF | Grainger | n/a | 2014-01-22 |  | BCF | 236 | Steam Trap | Inverted Bucket | 1 | 2014 | 901.5 | 0 | 0 | 0 | 0 | 1149.4125 | 0 | 0 | 1149.4125 | Thermostatic | 0.75 | 193.1625
237 | Steam Trap | Spence Engineering | Thermodisc | 0.375 | 600 | 2014 | 243 | 1 | $/unit | [7 empty] | BCF | Grainger | n/a | 2014-01-22 |  | BCF | 237 | Steam Trap | Thermodisc | 0.375 | 2014 | 243 | 0 | 0 | 0 | 0 | 309.825 | 0 | 0 | 309.825 | Thermostatic | 0.5 | 144.2662 | Linear regression output
238 | Steam Trap | Spence Engineering | Thermodisc | 0.375 | 600 | 2014 | 286 | 1 | $/unit | [7 empty] | BCF | Grainger | n/a | 2014-01-22 |  | BCF | 238 | Steam Trap | Thermodisc | 0.375 | 2014 | 286 | 0 | 0 | 0 | 0 | 364.65 | 0 | 0 | 364.65 | Thermostatic | 0.5 | 148.665 | Diameter (inches) | Intercept
239 | Steam Trap | Spence Engineering | Thermodisc | 0.5 | 600 | 2014 | 279 | 1 | $/unit | [7 empty] | BCF | Grainger | n/a | 2014-01-22 |  | BCF | 239 | Steam Trap | Thermodisc | 0.5 | 2014 | 279 | 0 | 0 | 0 | 0 | 355.725 | 0 | 0 | 355.725 | Thermostatic | 0.75 | 507.1312 | 501.3032 | -71.4212
240 | Steam Trap | Spence Engineering | Thermodisc | 0.75 | 600 | 2014 | 369.5 | 1 | $/unit | [7 empty] | BCF | Grainger | n/a | 2014-01-22 |  | BCF | 240 | Steam Trap | Thermodisc | 0.75 | 2014 | 369.5 | 0 | 0 | 0 | 0 | 471.1125 | 0 | 0 | 471.1125 | Thermostatic | 1 | 317.1562 | 158.1413 | 115.4426
241 | Steam Trap | Spence Engineering | Thermodisc | 0.75 | 600 | 2014 | 436.5 | 1 | $/unit | [7 empty] | BCF | Grainger | n/a | 2014-01-22 |  | BCF | 241 | Steam Trap | Thermodisc | 0.75 | 2014 | 436.5 | 0 | 0 | 0 | 0 | 556.5375 | 0 | 0 | 556.5375 | Thermostatic | 0.75 | 213.2437 | 0.3715 | 115.4426
242 | Steam Trap | Spence Engineering | Thermodisc | 1 | 600 | 2014 | 651.5 | 1 | $/unit | [7 empty] | BCF | Grainger | n/a | 2014-01-22 |  | BCF | 242 | Steam Trap | Thermodisc | 1 | 2014 | 651.5 | 0 | 0 | 0 | 0 | 830.6625 | 0 | 0 | 830.6625 | Thermostatic | 1 | 594.7875 | 10.0487 | 17
243 | Steam Trap | Spence Engineering | Thermodynamic | 0.375 | 600 | 2014 | 225 | 1 | $/unit | [7 empty] | BCF | Grainger | n/a | 2014-01-22 |  | BCF | 243 | Steam Trap | Thermodynamic | 0.375 | 2014 | 225 | 0 | 0 | 0 | 0 | 286.875 | 0 | 0 | 286.875 | Thermostatic | 1 | 348.7125 | 133919.0794 | 226558.7814
244 | Steam Trap | Spence Engineering | Thermodynamic | 0.375 | 600 | 2014 | 262.25 | 1 | $/unit | [7 empty] | BCF | Grainger | n/a | 2014-01-22 |  | BCF | 244 | Steam Trap | Thermodynamic | 0.375 | 2014 | 262.25 | 0 | 0 | 0 | 0 | 334.3687 | 0 | 0 | 334.3687 | Thermostatic | 0.75 | 237.4687
245 | Steam Trap | Spence Engineering | Thermodynamic | 0.5 | 600 | 2014 | 267 | 1 | $/unit | [7 empty] | BCF | Grainger | n/a | 2014-01-22 |  | BCF | 245 | Steam Trap | Thermodynamic | 0.5 | 2014 | 267 | 0 | 0 | 0 | 0 | 340.425 | 0 | 0 | 340.425 | Thermostatic | 0.75 | 461.55
246 | Steam Trap | Spence Engineering | Thermodynamic | 0.5 | 600 | 2014 | 334.75 | 1 | $/unit | [7 empty] | BCF | Grainger | n/a | 2014-01-22 |  | BCF | 246 | Steam Trap | Thermodynamic | 0.5 | 2014 | 334.75 | 0 | 0 | 0 | 0 | 426.8062 | 0 | 0 | 426.8062 | Thermostatic | 0.5 | 199.8562
247 | Steam Trap | Spence Engineering | Thermodynamic | 0.75 | 600 | 2014 | 353.75 | 1 | $/unit | [7 empty] | BCF | Grainger | n/a | 2014-01-22 |  | BCF | 247 | Steam Trap | Thermodynamic | 0.75 | 2014 | 353.75 | 0 | 0 | 0 | 0 | 451.0312 | 0 | 0 | 451.0312 | Thermostatic | 0.5 | 202.0875
248 | Steam Trap | Spence Engineering | Thermodynamic | 0.75 | 600 | 2014 | 407.5 | 1 | $/unit | [7 empty] | BCF | Grainger | n/a | 2014-01-22 |  | BCF | 248 | Steam Trap | Thermodynamic | 0.75 | 2014 | 407.5 | 0 | 0 | 0 | 0 | 519.5625 | 0 | 0 | 519.5625 | Thermostatic | 0.75 | 263.925
249 | Steam Trap | Spence Engineering | Thermodynamic | 1 | 600 | 2014 | 534 | 1 | $/unit | [7 empty] | BCF | Grainger | n/a | 2014-01-22 |  | BCF | 249 | Steam Trap | Thermodynamic | 1 | 2014 | 534 | 0 | 0 | 0 | 0 | 680.85 | 0 | 0 | 680.85 | Thermostatic | 0.5 | 222.8062
250 | Steam Trap | Spence Engineering | Thermodynamic | 1 | 600 | 2014 | 609 | 1 | $/unit | [7 empty] | BCF | Grainger | n/a | 2014-01-22 |  | BCF | 250 | Steam Trap | Thermodynamic | 1 | 2014 | 609 | 0 | 0 | 0 | 0 | 776.475 | 0 | 0 | 776.475 | Thermostatic | 0.75 | 357.3187
251 | Steam Trap | Spence Engineering | Thermodynamic |  |  | 2014 | 593.5 | 1 | $/unit | [7 empty] | BCF | Grainger | n/a | 2014-01-22 |  | BCF | 251 | Steam Trap | Thermodynamic | 0 | 2014 | 593.5 | 0 | 0 | 0 | 0 | 756.7125 | 0 | 0 | 756.7125
252 | Steam Trap | Spence Engineering | Thermostatic | 0.75 | 125 | 2014 | 280.25 | 1 | $/unit | [7 empty] | BCF | Grainger | n/a | 2014-01-22 |  | BCF | 252 | Steam Trap | Thermostatic | 0.75 | 2014 | 280.25 | 0 | 0 | 0 | 0 | 357.3187 | 0 | 0 | 357.3187
253 | Steam Trap | Spence Engineering | Thermostatic | 0.5 | 200 | 2014 | 452 | 1 | $/unit | [7 empty] | BCF | Grainger | n/a | 2014-01-22 |  | BCF | 253 | Steam Trap | Thermostatic | 0.5 | 2014 | 452 | 0 | 0 | 0 | 0 | 576.3 | 0 | 0 | 576.3
254 | Steam Trap | Spence Engineering | Thermostatic | 0.75 | 200 | 2014 | 483 | 1 | $/unit | [7 empty] | BCF | Grainger | n/a | 2014-01-22 |  | BCF | 254 | Steam Trap | Thermostatic | 0.75 | 2014 | 483 | 0 | 0 | 0 | 0 | 615.825 | 0 | 0 | 615.825
255 | Steam Trap | Spence Engineering | Thermostatic | 1 | 200 | 2014 | 543 | 1 | $/unit | [7 empty] | BCF | Grainger | n/a | 2014-01-22 |  | BCF | 255 | Steam Trap | Thermostatic | 1 | 2014 | 543 | 0 | 0 | 0 | 0 | 692.325 | 0 | 0 | 692.325
256 | Steam Trap | Spence Engineering | Thermostatic | 0.5 | 450 | 2014 | 404.5 | 1 | $/unit | [7 empty] | BCF | Grainger | n/a | 2014-01-22 |  | BCF | 256 | Steam Trap | Thermostatic | 0.5 | 2014 | 404.5 | 0 | 0 | 0 | 0 | 515.7375 | 0 | 0 | 515.7375
257 | Steam Trap | Spence Engineering | Thermostatic | 0.75 | 450 | 2014 | 404.5 | 1 | $/unit | [7 empty] | BCF | Grainger | n/a | 2014-01-22 |  | BCF | 257 | Steam Trap | Thermostatic | 0.75 | 2014 | 404.5 | 0 | 0 | 0 | 0 | 515.7375 | 0 | 0 | 515.7375
258 | Steam Trap | Spence Engineering | Thermostatic |  |  | 2014 | 1326 | 1 | $/unit | [7 empty] | BCF | Grainger | n/a | 2014-01-22 |  | BCF | 258 | Steam Trap | Thermostatic | 0 | 2014 | 1326 | 0 | 0 | 0 | 0 | 1690.65 | 0 | 0 | 1690.65
259 | Steam Trap | n/a | n/a | n/a | n/a | 2012 | 31600 | 1 | $ | [7 empty] | MA | NGRID | n/a | 2013-12-11 |  | NE | 362 | Retrofit Steam Trap | Thermostatic | n/a | 2014 | 35 | 0 | 0 | 0 | 0 | 35.3611 | 0 | 0 | 35.3611
260 | Steam Trap | n/a | n/a | n/a | n/a | 2012 | 203050.04 | 10 | $ | [7 empty] | MA | NGRID | n/a | 2013-12-11 |  | NE | 363 | Retrofit Steam Trap | Orifice | n/a | 2014 | 90 | 0 | 0 | 0 | 0 | 90.9285 | 0 | 0 | 90.9285
261 | Steam Trap | n/a | n/a | n/a | n/a | 2012 | 61143.14 | 10 | $ | [7 empty] | MA | NGRID | n/a | 2013-12-11 |  | NE | 364 | Retrofit Steam Trap | F&T | 0.5 | 2014 | 106 | 0 | 0 | 0 | 0 | 107.0936 | 0 | 0 | 107.0936
262 | Steam Trap | n/a | n/a | n/a | n/a | 2012 | 121904.87 | 46 | $ | [7 empty] | MA | NGRID | n/a | 2013-12-11 |  | NE | 365 | Retrofit Steam Trap | F&T | 0.75 | 2014 | 106 | 0 | 0 | 0 | 0 | 107.0936 | 0 | 0 | 107.0936
263 | Steam Trap | n/a | n/a | n/a | n/a | 2012 | 116234.82 | 46 | $ | [7 empty] | MA | NGRID | n/a | 2013-12-11 |  | NE | 366 | Retrofit Steam Trap | F&T | 1 | 2014 | 138 | 0 | 0 | 0 | 0 | 139.4237 | 0 | 0 | 139.4237
264 | Steam Trap | n/a | n/a | n/a | n/a | 2012 | 9600 | 5 | $ | [7 empty] | MA | NGRID | n/a | 2013-12-11 |  | NE | 367 | Retrofit Steam Trap | F&T | 1.5 | 2014 | 138 | 0 | 0 | 0 | 0 | 139.4237 | 0 | 0 | 139.4237
265 | Steam Trap | n/a | n/a | n/a | n/a | 2012 | 89499.09 | 53 | $ | [7 empty] | MA | NGRID | n/a | 2013-12-11 |  | NE | 368 | Retrofit Steam Trap | F&T | 2 | 2014 | 348 | 0 | 0 | 0 | 0 | 351.5903 | 0 | 0 | 351.5903
266 | Steam Trap | n/a | n/a | n/a | n/a | 2012 | 35242 | 24 | $ | [7 empty] | NY | NGRID | n/a | 2013-12-11 |  | NE | 369 | Retrofit Steam Trap | F&T | 0.5 | 2014 | 174 | 0 | 0 | 0 | 0 | 175.7952 | 0 | 0 | 175.7952
267 | Steam Trap | n/a | n/a | n/a | n/a | 2012 | 28168 | 21 | $ | [7 empty] | MA | NGRID | n/a | 2013-12-11 |  | NE | 370 | Retrofit Steam Trap | F&T | 0.75 | 2014 | 174 | 0 | 0 | 0 | 0 | 175.7952 | 0 | 0 | 175.7952
268 | Steam Trap | n/a | n/a | n/a | n/a | 2012 | 26000 | 20 | $ | [7 empty] | RI | NGRID | n/a | 2013-12-11 |  | NE | 371 | Retrofit Steam Trap | F&T | 1 | 2014 | 291 | 0 | 0 | 0 | 0 | 294.0023 | 0 | 0 | 294.0023
269 | Steam Trap | n/a | n/a | n/a | n/a | 2012 | 9200 | 8 | $ | [7 empty] | MA | NGRID | n/a | 2013-12-11 |  | NE | 372 | Retrofit Steam Trap | F&T | 1.5 | 2014 | 291 | 0 | 0 | 0 | 0 | 294.0023 | 0 | 0 | 294.0023
270 | Steam Trap | n/a | n/a | n/a | n/a | 2012 | 46271.46 | 43 | $ | [7 empty] | MA | NGRID | n/a | 2013-12-11 |  | NE | 373 | Retrofit Steam Trap | F&T | 2 | 2014 | 348 | 0 | 0 | 0 | 0 | 351.5903 | 0 | 0 | 351.5903
271 | Steam Trap | n/a | n/a | n/a | n/a | 2012 | 111838 | 111 | $ | [7 empty] | MA | NGRID | n/a | 2013-12-11 |  | NE | 374 | New Steam Trap | Thermostatic | n/a | 2014 | 46 | 0 | 0 | 0 | 0 | 46.4746 | 0 | 0 | 46.4746
272 | Steam Trap | n/a | n/a | n/a | n/a | 2012 | 15014 | 15 | $ | [7 empty] | NY | NGRID | n/a | 2013-12-11 |  | NE | 375 | New Steam Trap | Thermostatic | n/a | 2014 | 170 | 0 | 0 | 0 | 0 | 171.7539 | 0 | 0 | 171.7539
273 | Steam Trap | n/a | n/a | n/a | n/a | 2012 | 7841 | 8 | $ | [7 empty] | NY | NGRID | n/a | 2013-12-11 |  | NE | 376 | New Steam Trap | F&T | 0.5 | 2014 | 175 | 0 | 0 | 0 | 0 | 176.8055 | 0 | 0 | 176.8055
274 | Steam Trap | n/a | n/a | n/a | n/a | 2012 | 65707 | 72 | $ | [7 empty] | MA | NGRID | n/a | 2013-12-11 |  | NE | 377 | New Steam Trap | F&T | 0.75 | 2014 | 175 | 0 | 0 | 0 | 0 | 176.8055 | 0 | 0 | 176.8055
275 | Steam Trap | n/a | n/a | n/a | n/a | 2012 | 67292 | 75 | $ | [7 empty] | MA | NGRID | n/a | 2013-12-11 |  | NE | 378 | New Steam Trap | F&T | 1 | 2014 | 215 | 0 | 0 | 0 | 0 | 217.2182 | 0 | 0 | 217.2182
276 | Steam Trap | n/a | n/a | n/a | n/a | 2012 | 43872 | 52 | $ | [7 empty] | MA | NGRID | n/a | 2013-12-11 |  | NE | 379 | New Steam Trap | F&T | 1.5 | 2014 | 215 | 0 | 0 | 0 | 0 | 217.2182 | 0 | 0 | 217.2182
277 | Steam Trap | n/a | n/a | n/a | n/a | 2012 | 3080 | 4 | $ | [7 empty] | MA | NGRID | n/a | 2013-12-11 |  | NE | 380 | New Steam Trap | F&T | 2 | 2014 | 580 | 0 | 0 | 0 | 0 | 585.9839 | 0 | 0 | 585.9839
278 | Steam Trap | n/a | n/a | n/a | n/a | 2012 | 15053.6 | 21 | $ | [7 empty] | RI | NGRID | n/a | 2013-12-11 |  | NE | 381 | New Steam Trap | F&T | 0.5 | 2014 | 360 | 0 | 0 | 0 | 0 | 363.7141 | 0 | 0 | 363.7141
279 | Steam Trap | n/a | n/a | n/a | n/a | 2012 | 13336 | 19 | $ | [7 empty] | MA | NGRID | n/a | 2013-12-11 |  | NE | 382 | New Steam Trap | F&T | 0.75 | 2014 | 360 | 0 | 0 | 0 | 0 | 363.7141 | 0 | 0 | 363.7141
280 | Steam Trap | n/a | n/a | n/a | n/a | 2012 | 1959 | 3 | $ | [7 empty] | MA | NGRID | n/a | 2013-12-11 |  | NE | 383 | New Steam Trap | F&T | 1 | 2014 | 975 | 0 | 0 | 0 | 0 | 985.0591 | 0 | 0 | 985.0591
281 | Steam Trap | n/a | n/a | n/a | n/a | 2012 | 11097 | 17 | $ | [7 empty] | NH | NGRID | n/a | 2013-12-11 |  | NE | 384 | New Steam Trap | F&T | 1.5 | 2014 | 975 | 0 | 0 | 0 | 0 | 985.0591 | 0 | 0 | 985.0591
282 | Steam Trap | n/a | n/a | n/a | n/a | 2012 | 26801.69 | 43 | $ | [7 empty] | MA | NGRID | n/a | 2013-12-11 |  | NE | 385 | New Steam Trap | F&T | 2 | 2014 | 1550 | 0 | 0 | 0 | 0 | 1565.9914 | 0 | 0 | 1565.9914
283 | Steam Trap | n/a | n/a | n/a | n/a | 2012 | 33430 | 54 | $ | [7 empty] | RI | NGRID | n/a | 2013-12-11 |  | NE | 386 | Labor Hours | n/a | 0.5 | 2014 | #DIV/0! | 110 | 110 | 1 | 0 | 0 | 101.2036 | 101.2036 | 101.2036
284 | Steam Trap | n/a | n/a | n/a | n/a | 2012 | 6688 | 11 | $ | [7 empty] | MA | NGRID | n/a | 2013-12-11 |  | NE | 387 | Labor Hours | n/a | 0.75 | 2014 | #DIV/0! | 110 | 110 | 1 | 0 | 0 | 101.2036 | 101.2036 | 101.2036
285 | Steam Trap | n/a | n/a | n/a | n/a | 2012 | 21874 | 39 | $ | [7 empty] | NH | NGRID | n/a | 2013-12-11 |  | NE | 388 | Labor Hours | n/a | 1 | 2014 | #DIV/0! | 165 | 110 | 1.5 | 0 | 0 | 101.2036 | 151.8053 | 151.8053
286 | Steam Trap | n/a | n/a | n/a | n/a | 2012 | 5558 | 10 | $ | [7 empty] | NH | NGRID | n/a | 2013-12-11 |  | NE | 389 | Labor Hours | n/a | 2 | 2014 | #DIV/0! | 165 | 110 | 1.5 | 0 | 0 | 101.2036 | 151.8053 | 151.8053
287 | Steam Trap | n/a | n/a | n/a | n/a | 2012 | 25954 | 48 | $ | [7 empty] | NH | NGRID | n/a | 2013-12-11 |  | NE | 390 | Labor Hours | n/a | 2 | 2014 | #DIV/0! | 165 | 110 | 1.5 | 0 | 0 | 101.2036 | 151.8053 | 151.8053
288 | Steam Trap | n/a | n/a | n/a | n/a | 2012 | 15037 | 28 | $ | [7 empty] | NH | NGRID | n/a | 2013-12-11 |  | NE | 391 | Labor Hours | n/a | 3 | 2014 | #DIV/0! | 165 | 110 | 1.5 | 0 | 0 | 101.2036 | 151.8053 | 151.8053
289 | Steam Trap | n/a | n/a | n/a | n/a | 2012 | 4224 | 8 | $ | [7 empty] | MA | NGRID | n/a | 2013-12-11 |  | NE | 392 | Labor Hours | n/a | 0.5 | 2014 | #DIV/0! | 330 | 110 | 3 | 0 | 0 | 101.2036 | 303.6107 | 303.6107
290 | Steam Trap | n/a | n/a | n/a | n/a | 2012 | 7755 | 15 | $ | [7 empty] | MA | NGRID | n/a | 2013-12-11 |  | NE | 393 | Labor Hours | n/a | 0.75 | 2014 | #DIV/0! | 330 | 110 | 3 | 0 | 0 | 101.2036 | 303.6107 | 303.6107
291 | Steam Trap | n/a | n/a | n/a | n/a | 2012 | 4603 | 9 | $ | [7 empty] | RI | NGRID | n/a | 2013-12-11 |  | NE | 394 | Labor Hours | n/a | 1 | 2014 | #DIV/0! | 330 | 110 | 3 | 0 | 0 | 101.2036 | 303.6107 | 303.6107
292 | Steam Trap | n/a | n/a | n/a | n/a | 2012 | 17664 | 35 | $ | [7 empty] | NH | NGRID | n/a | 2013-12-11 |  | NE | 395 | Labor Hours | n/a | 2 | 2014 | #DIV/0! | 330 | 110 | 3 | 0 | 0 | 101.2036 | 303.6107 | 303.6107
293 | Steam Trap | n/a | n/a | n/a | n/a | 2012 | 11575 | 23 | $ | [7 empty] | MA | NGRID | n/a | 2013-12-11 |  | NE | 396 | Labor Hours | n/a | 2 | 2014 | #DIV/0! | 330 | 110 | 3 | 0 | 0 | 101.2036 | 303.6107 | 303.6107
294 | Steam Trap | n/a | n/a | n/a | n/a | 2012 | 4958.7 | 10 | $ | [7 empty] | MA | NGRID | n/a | 2013-12-11 |  | NE | 397 | Labor Hours | n/a | 3 | 2014 | #DIV/0! | 330 | 110 | 3 | 0 | 0 | 101.2036 | 303.6107 | 303.6107
295 | Steam Trap | n/a | n/a | n/a | n/a | 2012 | 36066 | 75 | $ | [7 empty] | MA | NGRID | n/a | 2013-12-11 |  | NE | 398 | Labor Hours | n/a | 0.5 | 2014 | #DIV/0! | 90 | 90 | 1 | 0 | 0 | 82.8029 | 82.8029 | 82.8029
296 | Steam Trap | n/a | n/a | n/a | n/a | 2012 | 31318 | 66 | $ | [7 empty] | MA | NGRID | n/a | 2013-12-11 |  | NE | 399 | Labor Hours | n/a | 0.75 | 2014 | #DIV/0! | 90 | 90 | 1 | 0 | 0 | 82.8029 | 82.8029 | 82.8029
297 | Steam Trap | n/a | n/a | n/a | n/a | 2012 | 2810 | 6 | $ | [7 empty] | MA | NGRID | n/a | 2013-12-11 |  | NE | 400 | Labor Hours | n/a | 1 | 2014 | #DIV/0! | 135 | 90 | 1.5 | 0 | 0 | 82.8029 | 124.2044 | 124.2044
298 | Steam Trap | n/a | n/a | n/a | n/a | 2012 | 26462 | 57 | $ | [7 empty] | RI | NGRID | n/a | 2013-12-11 |  | NE | 401 | Labor Hours | n/a | 2 | 2014 | #DIV/0! | 135 | 90 | 1.5 | 0 | 0 | 82.8029 | 124.2044 | 124.2044
299 | Steam Trap | n/a | n/a | n/a | n/a | 2012 | 3713 | 8 | $ | [7 empty] | MA | NGRID | n/a | 2013-12-11 |  | NE | 402 | Labor Hours | n/a | 2 | 2014 | #DIV/0! | 135 | 90 | 1.5 | 0 | 0 | 82.8029 | 124.2044 | 124.2044
300 | Steam Trap | n/a | n/a | n/a | n/a | 2012 | 26618 | 58 | $ | [7 empty] | MA | NGRID | n/a | 2013-12-11 |  | NE | 403 | Labor Hours | n/a | 3 | 2014 | #DIV/0! | 135 | 90 | 1.5 | 0 | 0 | 82.8029 | 124.2044 | 124.2044
301 | Steam Trap | n/a | n/a | n/a | n/a | 2012 | 9869 | 22 | $ | [7 empty] | MA | NGRID | n/a | 2013-12-11 |  | NE | 404 | Labor Hours | n/a | 0.5 | 2014 | #DIV/0! | 270 | 90 | 3 | 0 | 0 | 82.8029 | 248.4087 | 248.4087
302 | Steam Trap | n/a | n/a | n/a | n/a | 2012 | 3058 | 7 | $ | [7 empty] | RI | NGRID | n/a | 2013-12-11 |  | NE | 405 | Labor Hours | n/a | 0.75 | 2014 | #DIV/0! | 270 | 90 | 3 | 0 | 0 | 82.8029 | 248.4087 | 248.4087
303 | Steam Trap | n/a | n/a | n/a | n/a | 2012 | 10958 | 26 | $ | [7 empty] | NH | NGRID | n/a | 2013-12-11 |  | NE | 406 | Labor Hours | n/a | 1 | 2014 | #DIV/0! | 270 | 90 | 3 | 0 | 0 | 82.8029 | 248.4087 | 248.4087
304 | Steam Trap | n/a | n/a | n/a | n/a | 2012 | 4481 | 11 | $ | [7 empty] | MA | NGRID | n/a | 2013-12-11 |  | NE | 407 | Labor Hours | n/a | 2 | 2014 | #DIV/0! | 270 | 90 | 3 | 0 | 0 | 82.8029 | 248.4087 | 248.4087
305 | Steam Trap | n/a | n/a | n/a | n/a | 2012 | 20833.29 | 53 | $ | [7 empty] | MA | NGRID | n/a | 2013-12-11 |  | NE | 408 | Labor Hours | n/a | 2 | 2014 | #DIV/0! | 270 | 90 | 3 | 0 | 0 | 82.8029 | 248.4087 | 248.4087
306 | Steam Trap | n/a | n/a | n/a | n/a | 2012 | 26801.69 | 69 | $ | [7 empty] | MA | NGRID | n/a | 2013-12-11 |  | NE | 409 | Labor Hours | n/a | 3 | 2014 | #DIV/0! | 270 | 90 | 3 | 0 | 0 | 82.8029 | 248.4087 | 248.4087
307 | Steam Trap | n/a | n/a | n/a | n/a | 2012 | 3042 | 8 | $ | [7 empty] | MA | NGRID | n/a | 2013-12-11 |  | NE, NY | 410 | New Steam Trap | n/a | 0.5 | 2014 | 200 | 0 | 0 | 0 | 0 | 200.3091 | 0 | 0 | 200.3091
308 | Steam Trap | n/a | n/a | n/a | n/a | 2012 | 5291 | 14 | $ | [7 empty] | NH | NGRID | n/a | 2013-12-11 |  | NE, NY | 411 | New Steam Trap | n/a | 0.75 | 2014 | 200 | 0 | 0 | 0 | 0 | 200.3091 | 0 | 0 | 200.3091
309 | Steam Trap | n/a | n/a | n/a | n/a | 2012 | 9639 | 26 | $ | [7 empty] | MA | NGRID | n/a | 2013-12-11 |  | NE, NY | 412 | New Steam Trap | n/a | 1 | 2014 | 200 | 0 | 0 | 0 | 0 | 200.3091 | 0 | 0 | 200.3091
310 | Steam Trap | n/a | n/a | n/a | n/a | 2012 | 9244 | 25 | $ | [7 empty] | MA | NGRID | n/a | 2013-12-11 |  | NE, NY | 413 | New Steam Trap | n/a | 0.5 | 2014 | 300 | 0 | 0 | 0 | 0 | 300.4637 | 0 | 0 | 300.4637
311 | Steam Trap | n/a | n/a | n/a | n/a | 2012 | 9232.33 | 25 | $ | [7 empty] | MA | NGRID | n/a | 2013-12-11 |  | NE, NY | 414 | New Steam Trap | n/a | 0.75 | 2014 | 300 | 0 | 0 | 0 | 0 | 300.4637 | 0 | 0 | 300.4637
312 | Steam Trap | n/a | n/a | n/a | n/a | 2012 | 18358 | 53 | $ | [7 empty] | MA | NGRID | n/a | 2013-12-11 |  | NE, NY | 415 | New Steam Trap | n/a | 1 | 2014 | 300 | 0 | 0 | 0 | 0 | 300.4637 | 0 | 0 | 300.4637
313 | Steam Trap | n/a | n/a | n/a | n/a | 2012 | 1709 | 5 | $ | [7 empty] | MA | NGRID | n/a | 2013-12-11 |  | NE, NY | 416 | New Steam Trap | n/a | 1.25 | 2014 | 300 | 0 | 0 | 0 | 0 | 300.4637 | 0 | 0 | 300.4637
314 | Steam Trap | n/a | n/a | n/a | n/a | 2012 | 1707 | 5 | $ | [7 empty] | MA | NGRID | n/a | 2013-12-11 |  | NE, NY | 417 | New Steam Trap | n/a | 1.5 | 2014 | 300 | 0 | 0 | 0 | 0 | 300.4637 | 0 | 0 | 300.4637
315 | Steam Trap | n/a | n/a | n/a | n/a | 2012 | 3619 | 11 | $ | [7 empty] | MA | NGRID | n/a | 2013-12-11 |  | NE, NY | 418 | New Steam Trap | n/a | 1.25 | 2014 | 400 | 0 | 0 | 0 | 0 | 400.6183 | 0 | 0 | 400.6183
316 | Steam Trap | n/a | n/a | n/a | n/a | 2012 | 3571 | 11 | $ | [7 empty] | MA | NGRID | n/a | 2013-12-11 |  | NE, NY | 419 | New Steam Trap | n/a | 1.5 | 2014 | 400 | 0 | 0 | 0 | 0 | 400.6183 | 0 | 0 | 400.6183
317 | Steam Trap | n/a | n/a | n/a | n/a | 2012 | 6983 | 22 | $ | [7 empty] | MA | NGRID | n/a | 2013-12-11 |  | NE, NY | 420 | New Steam Trap | n/a | 2 | 2014 | 300 | 0 | 0 | 0 | 0 | 300.4637 | 0 | 0 | 300.4637
318 | Steam Trap | n/a | n/a | n/a | n/a | 2012 | 13608 | 44 | $ | [7 empty] | MA | NGRID | n/a | 2013-12-11 |  | NE, NY | 421 | New Steam Trap | n/a | 2.5 | 2014 | 300 | 0 | 0 | 0 | 0 | 300.4637 | 0 | 0 | 300.4637
319 | Steam Trap | n/a | n/a | n/a | n/a | 2012 | 24593 | 86 | $ | [7 empty] | MA | NGRID | n/a | 2013-12-11 |  | NE, NY | 422 | New Steam Trap | n/a | 2 | 2014 | 500 | 0 | 0 | 0 | 0 | 500.7729 | 0 | 0 | 500.7729
320 | Steam Trap | n/a | n/a | n/a | n/a | 2012 | 13072.84 | 46 | $ | [7 empty] | MA | NGRID | n/a | 2013-12-11 |  | NE, NY | 423 | New Steam Trap | n/a | 2.5 | 2014 | 500 | 0 | 0 | 0 | 0 | 500.7729 | 0 | 0 | 500.7729
321 | Steam Trap | n/a | n/a | n/a | n/a | 2012 | 13072.84 | 46 | $ | [7 empty] | MA | NGRID | n/a | 2013-12-11 |  | NE, NY | 424 | Labor Hours | n/a | 0.5 | 2014 | #DIV/0! | 200 | 60 | 3.3333 | 0 | 0 | 50.5626 | 168.5422 | 168.5422
322 | Steam Trap | n/a | n/a | n/a | n/a | 2012 | 9980 | 36 | $ | [7 empty] | MA | NGRID | n/a | 2013-12-11 |  | NE, NY | 425 | Labor Hours | n/a | 0.75 | 2014 | #DIV/0! | 200 | 60 | 3.3333 | 0 | 0 | 50.5626 | 168.5422 | 168.5422
323 | Steam Trap | n/a | n/a | n/a | n/a | 2012 | 6285 | 23 | $ | [7 empty] | MA | NGRID | n/a | 2013-12-11 |  | NE, NY | 426 | Labor Hours | n/a | 1 | 2014 | #DIV/0! | 200 | 60 | 3.3333 | 0 | 0 | 50.5626 | 168.5422 | 168.5422
324 | Steam Trap | n/a | n/a | n/a | n/a | 2012 | 44897 | 166 | $ | [7 empty] | MA | NGRID | n/a | 2013-12-11 |  | NE, NY | 427 | Labor Hours | n/a | 0.5 | 2014 | #DIV/0! | 300 | 60 | 5 | 0 | 0 | 50.5626 | 252.8132 | 252.8132
325 | Steam Trap | n/a | n/a | n/a | n/a | 2012 | 2686 | 10 | $ | [7 empty] | MA | NGRID | n/a | 2013-12-11 |  | NE, NY | 428 | Labor Hours | n/a | 0.75 | 2014 | #DIV/0! | 300 | 60 | 5 | 0 | 0 | 50.5626 | 252.8132 | 252.8132
326 | Steam Trap | n/a | n/a | n/a | n/a | 2012 | 21851 | 84 | $ | [7 empty] | MA | NGRID | n/a | 2013-12-11 |  | NE, NY | 429 | Labor Hours | n/a | 1 | 2014 | #DIV/0! | 300 | 60 | 5 | 0 | 0 | 50.5626 | 252.8132 | 252.8132
327 | Steam Trap | n/a | n/a | n/a | n/a | 2012 | 6628 | 26 | $ | [7 empty] | NH | NGRID | n/a | 2013-12-11 |  | NE, NY | 430 | Labor Hours | n/a | 1.25 | 2014 | #DIV/0! | 300 | 60 | 5 | 0 | 0 | 50.5626 | 252.8132 | 252.8132
328 | Steam Trap | n/a | n/a | n/a | n/a | 2012 | 17298 | 68 | $ | [7 empty] | NH | NGRID | n/a | 2013-12-11 |  | NE, NY | 431 | Labor Hours | n/a | 1.5 | 2014 | #DIV/0! | 300 | 60 | 5 | 0 | 0 | 50.5626 | 252.8132 | 252.8132
329 | Steam Trap | n/a | n/a | n/a | n/a | 2012 | 26982 | 109 | $ | [7 empty] | MA | NGRID | n/a | 2013-12-11 |  | NE, NY | 432 | Labor Hours | n/a | 1.25 | 2014 | #DIV/0! | 400 | 60 | 6.6667 | 0 | 0 | 50.5626 | 337.0843 | 337.0843
330 | Steam Trap | n/a | n/a | n/a | n/a | 2012 | 10348 | 42 | $ | [7 empty] | MA | NGRID | n/a | 2013-12-11 |  | NE, NY | 433 | Labor Hours | n/a | 1.5 | 2014 | #DIV/0! | 400 | 60 | 6.6667 | 0 | 0 | 50.5626 | 337.0843 | 337.0843
331 | Steam Trap | n/a | n/a | n/a | n/a | 2012 | 25933 | 106 | $ | [7 empty] | MA | NGRID | n/a | 2013-12-11 |  | NE, NY | 434 | Labor Hours | n/a | 2 | 2014 | #DIV/0! | 400 | 60 | 6.6667 | 0 | 0 | 50.5626 | 337.0843 | 337.0843
332 | Steam Trap | n/a | n/a | n/a | n/a | 2012 | 1402 | 6 | $ | [7 empty] | MA | NGRID | n/a | 2013-12-11 |  | NE, NY | 435 | Labor Hours | n/a | 2.5 | 2014 | #DIV/0! | 400 | 60 | 6.6667 | 0 | 0 | 50.5626 | 337.0843 | 337.0843
333 | Steam Trap | n/a | n/a | n/a | n/a | 2012 | 38427 | 166 | $ | [7 empty] | MA | NGRID | n/a | 2013-12-11 |  | NE, NY | 436 | Labor Hours | n/a | 2 | 2014 | #DIV/0! | 600 | 60 | 10 | 0 | 0 | 50.5626 | 505.6265 | 505.6265
334 | Steam Trap | n/a | n/a | n/a | n/a | 2012 | 1141 | 5 | $ | [7 empty] | MA | NGRID | n/a | 2013-12-11 |  | NE, NY | 437 | Labor Hours | n/a | 2.5 | 2014 | #DIV/0! | 600 | 60 | 10 | 0 | 0 | 50.5626 | 505.6265 | 505.6265
335 | Steam Trap | n/a | n/a | n/a | n/a | 2012 | 15590.51 | 70 | $ | [7 empty] | RI | NGRID | n/a | 2013-12-11 |  | NE, NY | 438 | Labor Hours | n/a | 0.5 | 2014 | #DIV/0! | 200 | 120 | 1.6667 | 0 | 0 | 101.1253 | 168.5422 | 168.5422
336 | Steam Trap | n/a | n/a | n/a | n/a | 2012 | 10000 | 46 | $ | [7 empty] | MA | NGRID | n/a | 2013-12-11 |  | NE, NY | 439 | Labor Hours | n/a | 0.75 | 2014 | #DIV/0! | 200 | 120 | 1.6667 | 0 | 0 | 101.1253 | 168.5422 | 168.5422
337 | Steam Trap | n/a | n/a | n/a | n/a | 2012 | 10000 | 46 | $ | [7 empty] | MA | NGRID | n/a | 2013-12-11 |  | NE, NY | 440 | Labor Hours | n/a | 1 | 2014 | #DIV/0! | 200 | 120 | 1.6667 | 0 | 0 | 101.1253 | 168.5422 | 168.5422
338 | Steam Trap | n/a | n/a | n/a | n/a | 2012 | 7304 | 34 | $ | [7 empty] | MA | NGRID | n/a | 2013-12-11 |  | NE, NY | 441 | Labor Hours | n/a | 0.5 | 2014 | #DIV/0! | 300 | 120 | 2.5 | 0 | 0 | 101.1253 | 252.8132 | 252.8132
339 | Steam Trap | n/a | n/a | n/a | n/a | 2012 | 2509 | 12 | $ | [7 empty] | MA | NGRID | n/a | 2013-12-11 |  | NE, NY | 442 | Labor Hours | n/a | 0.75 | 2014 | #DIV/0! | 300 | 120 | 2.5 | 0 | 0 | 101.1253 | 252.8132 | 252.8132
340 | Steam Trap | n/a | n/a | n/a | n/a | 2012 | 42512 | 206 | $ | [7 empty] | RI | NGRID | n/a | 2013-12-11 |  | NE, NY | 443 | Labor Hours | n/a | 1 | 2014 | #DIV/0! | 300 | 120 | 2.5 | 0 | 0 | 101.1253 | 252.8132 | 252.8132
341 | Steam Trap | n/a | n/a | n/a | n/a | 2012 | 1538 | 8 | $ | [7 empty] | MA | NGRID | n/a | 2013-12-11 |  | NE, NY | 444 | Labor Hours | n/a | 1.25 | 2014 | #DIV/0! | 300 | 120 | 2.5 | 0 | 0 | 101.1253 | 252.8132 | 252.8132
342 | Steam Trap | n/a | n/a | n/a | n/a | 2012 | 13644 | 74 | $ | [7 empty] | NH | NGRID | n/a | 2013-12-11 |  | NE, NY | 445 | Labor Hours | n/a | 1.5 | 2014 | #DIV/0! | 300 | 120 | 2.5 | 0 | 0 | 101.1253 | 252.8132 | 252.8132
343 | Steam Trap | n/a | n/a | n/a | n/a | 2012 | 3603 | 20 | $ | [7 empty] | MA | NGRID | n/a | 2013-12-11 |  | NE, NY | 446 | Labor Hours | n/a | 1.25 | 2014 | #DIV/0! | 400 | 120 | 3.3333 | 0 | 0 | 101.1253 | 337.0843 | 337.0843
344 | Steam Trap | n/a | n/a | n/a | n/a | 2012 | 4788 | 27 | $ | [7 empty] | MA | NGRID | n/a | 2013-12-11 |  | NE, NY | 447 | Labor Hours | n/a | 1.5 | 2014 | #DIV/0! | 400 | 120 | 3.3333 | 0 | 0 | 101.1253 | 337.0843 | 337.0843
345 | Steam Trap | n/a | n/a | n/a | n/a | 2012 | 3895 | 22 | $ | [7 empty] | MA | NGRID | n/a | 2013-12-11 |  | NE, NY | 448 | Labor Hours | n/a | 2 | 2014 | #DIV/0! | 400 | 120 | 3.3333 | 0 | 0 | 101.1253 | 337.0843 | 337.0843
346 | Steam Trap | n/a | n/a | n/a | n/a | 2012 | 5631 | 32 | $ | [7 empty] | MA | NGRID | n/a | 2013-12-11 |  | NE, NY | 449 | Labor Hours | n/a | 2.5 | 2014 | #DIV/0! | 400 | 120 | 3.3333 | 0 | 0 | 101.1253 | 337.0843 | 337.0843
347 | Steam Trap | n/a | n/a | n/a | n/a | 2012 | 4303 | 25 | $ | [7 empty] | RI | NGRID | n/a | 2013-12-11 |  | NE, NY | 450 | Labor Hours | n/a | 2 | 2014 | #DIV/0! | 600 | 120 | 5 | 0 | 0 | 101.1253 | 505.6265 | 505.6265
348 | Steam Trap | n/a | n/a | n/a | n/a | 2012 | 5860 | 37 | $ | [7 empty] | MA | NGRID | n/a | 2013-12-11 |  | NE, NY | 451 | Labor Hours | n/a | 2.5 | 2014 | #DIV/0! | 600 | 120 | 5 | 0 | 0 | 101.1253 | 505.6265 | 505.6265
349 | Steam Trap | n/a | n/a | n/a | n/a | 2012 | 11002 | 75 | $ | [7 empty] | MA | NGRID | n/a | 2013-12-11 |  | NE, NY | 452 | Labor Cost | n/a | n/a | 2014 | #DIV/0! | 75 | 0 | 0 | 0 | 0 | 0 | 63.2033 | 63.2033
350 | Steam Trap | n/a | n/a | n/a | n/a | 2012 | 3788 | 26 | $ | [7 empty] | MA | NGRID | n/a | 2013-12-11 |  | NE | 453 | New Steam Trap | Inverted Bucket | 0.5 | 2014 | 80 | 0 | 0 | 0 | 0 | 80.8254 | 0 | 0 | 80.8254
351 | Steam Trap | n/a | n/a | n/a | n/a | 2012 | 4538 | 34 | $ | [7 empty] | MA | NGRID | n/a | 2013-12-11 |  | NE | 454 | New Steam Trap | F&T | 0.5 | 2014 | 150 | 0 | 0 | 0 | 0 | 151.5476 | 0 | 0 | 151.5476
352 | Steam Trap | n/a | n/a | n/a | n/a | 2012 | 3177 | 25 | $ | [7 empty] | MA | NGRID | n/a | 2013-12-11 |  | NE | 455 | New Steam Trap | Inverted Bucket | 0.75 | 2014 | 80 | 0 | 0 | 0 | 0 | 80.8254 | 0 | 0 | 80.8254
353 | Steam Trap | n/a | n/a | n/a | n/a | 2012 | 3203 | 26 | $ | [7 empty] | MA | NGRID | n/a | 2013-12-11 |  | NE | 456 | New Steam Trap | F&T | 0.75 | 2014 | 150 | 0 | 0 | 0 | 0 | 151.5476 | 0 | 0 | 151.5476
354 | Steam Trap | n/a | n/a | n/a | n/a | 2012 | 3665 | 31 | $ | [7 empty] | RI | NGRID | n/a | 2013-12-11 |  | NE | 457 | New Steam Trap | n/a | 1 | 2014 | 200 | 0 | 0 | 0 | 0 | 202.0634 | 0 | 0 | 202.0634
355 | Steam Trap | n/a | n/a | n/a | n/a | 2012 | 1251 | 13 | $ | [7 empty] | MA | NGRID | n/a | 2013-12-11 |  | NE | 458 | New Steam Trap | n/a | 1.5 | 2014 | 200 | 0 | 0 | 0 | 0 | 202.0634 | 0 | 0 | 202.0634
356 | Steam Trap | n/a | n/a | n/a | n/a | 2012 | 1480.88 | 20 | $ | [7 empty] | MA | NGRID | n/a | 2013-12-11 |  | NE | 459 | New Steam Trap | n/a | 1.5 | 2014 | 1000 | 0 | 0 | 0 | 0 | 1010.317 | 0 | 0 | 1010.317
357 | Steam Trap | n/a | n/a | n/a | n/a | 2012 | 12848 | 204 | $ | [7 empty] | RI | NGRID | n/a | 2013-12-11 |  | NE | 460 | New Steam Trap | n/a | 2 | 2014 | 200 | 0 | 0 | 0 | 0 | 202.0634 | 0 | 0 | 202.0634
358 | Steam Trap | n/a | n/a | n/a | n/a | 2012 | 412 | 8 | $ | [7 empty] | MA | NGRID | n/a | 2013-12-11 |  | NE | 461 | New Steam Trap | n/a | 2 | 2014 | 1000 | 0 | 0 | 0 | 0 | 1010.317 | 0 | 0 | 1010.317
359 | Steam Trap | n/a | n/a | n/a | n/a | 2012 | 1028.05 | 43 | $ | [7 empty] | MA | NGRID | n/a | 2013-12-11 |  | NE | 462 | New Steam Trap | n/a | 2.5 | 2014 | 200 | 0 | 0 | 0 | 0 | 202.0634 | 0 | 0 | 202.0634
360 | Steam Trap | n/a | n/a | n/a | n/a | 2012 | 0 | 7 | $ | [7 empty] | RI | NGRID | n/a | 2013-12-11 |  | NE | 463 | New Steam Trap | n/a | 2.5 | 2014 | 5000 | 0 | 0 | 0 | 0 | 5051.5851 | 0 | 0 | 5051.5851
361 | Steam Trap | n/a | n/a | n/a | n/a | 2012 | 0 | 75 | $ | [7 empty] | MA | NGRID | n/a | 2013-12-11 |  | NE | 464 | Labor Hours | n/a | n/a | 2014 | #DIV/0! | 0 | 0 | 0.25 | 0 | 0 | 0 | 0 | 0
362 | Retrofit Steam Trap | n/a | Thermostatic | n/a | 15 | 2014 | 35 | 1 | $/unit | [7 empty] | NE | DCOOK | n/a | 2014-02-25 |  | NE | 465 | Labor Hours | n/a | n/a | 2014 | #DIV/0! | 0 | 0 | 4 | 0 | 0 | 0 | 0 | 0
363 | Retrofit Steam Trap | n/a | Orifice | n/a | 15 | 2014 | 90 | 1 | $/unit | [7 empty] | NE | DCOOK | n/a | 2014-02-25
364 | Retrofit Steam Trap | n/a | F&T | 0.5 | 15 | 2014 | 106 | 1 | $/unit | [7 empty] | NE | DCOOK | n/a | 2014-02-25
365 | Retrofit Steam Trap | n/a | F&T | 0.75 | 15 | 2014 | 106 | 1 | $/unit | [7 empty] | NE | DCOOK | n/a | 2014-02-25
366 | Retrofit Steam Trap | n/a | F&T | 1 | 15 | 2014 | 138 | 1 | $/unit | [7 empty] | NE | DCOOK | n/a | 2014-02-25
367 | Retrofit Steam Trap | n/a | F&T | 1.5 | 15 | 2014 | 138 | 1 | $/unit | [7 empty] | NE | DCOOK | n/a | 2014-02-25
368 | Retrofit Steam Trap | n/a | F&T | 2 | 15 | 2014 | 348 | 1 | $/unit | [7 empty] | NE | DCOOK | n/a | 2014-02-25
369 | Retrofit Steam Trap | n/a | F&T | 0.5 | 15 | 2014 | 174 | 1 | $/unit | [7 empty] | NE | DCOOK | n/a | 2014-02-25
370 | Retrofit Steam Trap | n/a | F&T | 0.75 | 15 | 2014 | 174 | 1 | $/unit | [7 empty] | NE | DCOOK | n/a | 2014-02-25
371 | Retrofit Steam Trap | n/a | F&T | 1 | 15 | 2014 | 291 | 1 | $/unit | [7 empty] | NE | DCOOK | n/a | 2014-02-25
372 | Retrofit Steam Trap | n/a | F&T | 1.5 | 15 | 2014 | 291 | 1 | $/unit | [7 empty] | NE | DCOOK | n/a | 2014-02-25
373 | Retrofit Steam Trap | n/a | F&T | 2 | 15 | 2014 | 348 | 1 | $/unit | [7 empty] | NE | DCOOK | n/a | 2014-02-25
374 | New Steam Trap | n/a | Thermostatic | n/a | 15 | 2014 | 46 | 1 | $/unit | [7 empty] | NE | DCOOK | n/a | 2014-02-25
375 | New Steam Trap | n/a | Thermostatic | n/a | 15 | 2014 | 170 | 1 | $/unit | [7 empty] | NE | DCOOK | n/a | 2014-02-25
376 | New Steam Trap | n/a | F&T | 0.5 | 15 | 2014 | 175 | 1 | $/unit | [7 empty] | NE | DCOOK | n/a | 2014-02-25
377 | New Steam Trap | n/a | F&T | 0.75 | 15 | 2014 | 175 | 1 | $/unit | [7 empty] | NE | DCOOK | n/a | 2014-02-25
378 | New Steam Trap | n/a | F&T | 1 | 15 | 2014 | 215 | 1 | $/unit | [7 empty] | NE | DCOOK | n/a | 2014-02-25
379 | New Steam Trap | n/a | F&T | 1.5 | 15 | 2014 | 215 | 1 | $/unit | [7 empty] | NE | DCOOK | n/a | 2014-02-25
380 | New Steam Trap | n/a | F&T | 2 | 15 | 2014 | 580 | 1 | $/unit | [7 empty] | NE | DCOOK | n/a | 2014-02-25
381 | New Steam Trap | n/a | F&T | 0.5 | 15 | 2014 | 360 | 1 | $/unit | [7 empty] | NE | DCOOK | n/a | 2014-02-25
382 | New Steam Trap | n/a | F&T | 0.75 | 15 | 2014 | 360 | 1 | $/unit | [7 empty] | NE | DCOOK | n/a | 2014-02-25
383 | New Steam Trap | n/a | F&T | 1 | 15 | 2014 | 975 | 1 | $/unit | [7 empty] | NE | DCOOK | n/a | 2014-02-25
384 | New Steam Trap | n/a | F&T | 1.5 | 15 | 2014 | 975 | 1 | $/unit | [7 empty] | NE | DCOOK | n/a | 2014-02-25
385 | New Steam Trap | n/a | F&T | 2 | 15 | 2014 | 1550 | 1 | $/unit | [7 empty] | NE | DCOOK | n/a | 2014-02-25
386 | Labor Hours | n/a | n/a | 0.5 | n/a | 2014 |  |  |  | Install | 110 |  | 110 | 1 |  |  | NE | DCOOK | n/a | 2014-02-25
387 | Labor Hours | n/a | n/a | 0.75 | n/a | 2014 |  |  |  | Install | 110 |  | 110 | 1 |  |  | NE | DCOOK | n/a | 2014-02-25
388 | Labor Hours | n/a | n/a | 1 | n/a | 2014 |  |  |  | Install | 165 |  | 110 | 1.5 |  |  | NE | DCOOK | n/a | 2014-02-25
389 | Labor Hours | n/a | n/a | 2 | n/a | 2014 |  |  |  | Install | 165 |  | 110 | 1.5 |  |  | NE | DCOOK | n/a | 2014-02-25
390 | Labor Hours | n/a | n/a | 2 | n/a | 2014 |  |  |  | Install | 165 |  | 110 | 1.5 |  |  | NE | DCOOK | n/a | 2014-02-25
391 | Labor Hours | n/a | n/a | 3 | n/a | 2014 |  |  |  | Install | 165 |  | 110 | 1.5 |  |  | NE | DCOOK | n/a | 2014-02-25
392 | Labor Hours | n/a | n/a | 0.5 | n/a | 2014 |  |  |  | Install | 330 |  | 110 | 3 |  |  | NE | DCOOK | n/a | 2014-02-25
393 | Labor Hours | n/a | n/a | 0.75 | n/a | 2014 |  |  |  | Install | 330 |  | 110 | 3 |  |  | NE | DCOOK | n/a | 2014-02-25
394 | Labor Hours | n/a | n/a | 1 | n/a | 2014 |  |  |  | Install | 330 |  | 110 | 3 |  |  | NE | DCOOK | n/a | 2014-02-25
395 | Labor Hours | n/a | n/a | 2 | n/a | 2014 |  |  |  | Install | 330 |  | 110 | 3 |  |  | NE | DCOOK | n/a | 2014-02-25
396 | Labor Hours | n/a | n/a | 2 | n/a | 2014 |  |  |  | Install | 330 |  | 110 | 3 |  |  | NE | DCOOK | n/a | 2014-02-25
397 | Labor Hours | n/a | n/a | 3 | n/a | 2014 |  |  |  | Install | 330 |  | 110 | 3 |  |  | NE | DCOOK | n/a | 2014-02-25
398 | Labor Hours | n/a | n/a | 0.5 | n/a | 2014 |  |  |  | Install | 90 |  | 90 | 1 |  |  | NE | DCOOK | n/a | 2014-02-25
399 | Labor Hours | n/a | n/a | 0.75 | n/a | 2014 |  |  |  | Install | 90 |  | 90 | 1 |  |  | NE | DCOOK | n/a | 2014-02-25
400 | Labor Hours | n/a | n/a | 1 | n/a | 2014 |  |  |  | Install | 135 |  | 90 | 1.5 |  |  | NE | DCOOK | n/a | 2014-02-25
401 | Labor Hours | n/a | n/a | 2 | n/a | 2014 |  |  |  | Install | 135 |  | 90 | 1.5 |  |  | NE | DCOOK | n/a | 2014-02-25
402 | Labor Hours | n/a | n/a | 2 | n/a | 2014 |  |  |  | Install | 135 |  | 90 | 1.5 |  |  | NE | DCOOK | n/a | 2014-02-25
403 | Labor Hours | n/a | n/a | 3 | n/a | 2014 |  |  |  | Install | 135 |  | 90 | 1.5 |  |  | NE | DCOOK | n/a | 2014-02-25
404 | Labor Hours | n/a | n/a | 0.5 | n/a | 2014 |  |  |  | Install | 270 |  | 90 | 3 |  |  | NE | DCOOK | n/a | 2014-02-25
405 | Labor Hours | n/a | n/a | 0.75 | n/a | 2014 |  |  |  | Install | 270 |  | 90 | 3 |  |  | NE | DCOOK | n/a | 2014-02-25
406 | Labor Hours | n/a | n/a | 1 | n/a | 2014 |  |  |  | Install | 270 |  | 90 | 3 |  |  | NE | DCOOK | n/a | 2014-02-25
407 | Labor Hours | n/a | n/a | 2 | n/a | 2014 |  |  |  | Install | 270 |  | 90 | 3 |  |  | NE | DCOOK | n/a | 2014-02-25
408 | Labor Hours | n/a | n/a | 2 | n/a | 2014 |  |  |  | Install | 270 |  | 90 | 3 |  |  | NE | DCOOK | n/a | 2014-02-25
409 | Labor Hours | n/a | n/a | 3 | n/a | 2014 |  |  |  | Install | 270 |  | 90 | 3 |  |  | NE | DCOOK | n/a | 2014-02-25
410 | New Steam Trap | n/a | n/a | 0.5 | n/a | 2014 | 200 | 1 | $/unit | [7 empty] | NE, NY | HGOODING | n/a | 2014-02-28
411 | New Steam Trap | n/a | n/a | 0.75 | n/a | 2014 | 200 | 1 | $/unit | [7 empty] | NE, NY | HGOODING | n/a | 2014-02-28
412 | New Steam Trap | n/a | n/a | 1 | n/a | 2014 | 200 | 1 | $/unit | [7 empty] | NE, NY | HGOODING | n/a | 2014-02-28
413 | New Steam Trap | n/a | n/a | 0.5 | n/a | 2014 | 300 | 1 | $/unit | [7 empty] | NE, NY | HGOODING | n/a | 2014-02-28
414 | New Steam Trap | n/a | n/a | 0.75 | n/a | 2014 | 300 | 1 | $/unit | [7 empty] | NE, NY | HGOODING | n/a | 2014-02-28
415 | New Steam Trap | n/a | n/a | 1 | n/a | 2014 | 300 | 1 | $/unit | [7 empty] | NE, NY | HGOODING | n/a | 2014-02-28
416 | New Steam Trap | n/a | n/a | 1.25 | n/a | 2014 | 300 | 1 | $/unit | [7 empty] | NE, NY | HGOODING | n/a | 2014-02-28
417 | New Steam Trap | n/a | n/a | 1.5 | n/a | 2014 | 300 | 1 | $/unit | [7 empty] | NE, NY | HGOODING | n/a | 2014-02-28
418 | New Steam Trap | n/a | n/a | 1.25 | n/a | 2014 | 400 | 1 | $/unit | [7 empty] | NE, NY | HGOODING | n/a | 2014-02-28
419 | New Steam Trap | n/a | n/a | 1.5 | n/a | 2014 | 400 | 1 | $/unit | [7 empty] | NE, NY | HGOODING | n/a | 2014-02-28
420 | New Steam Trap | n/a | n/a | 2 | n/a | 2014 | 300 | 1 | $/unit | [7 empty] | NE, NY | HGOODING | n/a | 2014-02-28
421 | New Steam Trap | n/a | n/a | 2.5 | n/a | 2014 | 300 | 1 | $/unit | [7 empty] | NE, NY | HGOODING | n/a | 2014-02-28
422 | New Steam Trap | n/a | n/a | 2 | n/a | 2014 | 500 | 1 | $/unit | [7 empty] | NE, NY | HGOODING | n/a | 2014-02-28
423 | New Steam Trap | n/a | n/a | 2.5 | n/a | 2014 | 500 | 1 | $/unit | [7 empty] | NE, NY | HGOODING | n/a | 2014-02-28
424 | Labor Hours | n/a | n/a | 0.5 | n/a | 2014 |  |  |  | Install | 200 |  | 60 | 3.3333 |  |  | NE, NY | HGOODING | n/a | 2014-02-28
425 | Labor Hours | n/a | n/a | 0.75 | n/a | 2014 |  |  |  | Install | 200 |  | 60 | 3.3333 |  |  | NE, NY | HGOODING | n/a | 2014-02-28
426 | Labor Hours | n/a | n/a | 1 | n/a | 2014 |  |  |  | Install | 200 |  | 60 | 3.3333 |  |  | NE, NY | HGOODING | n/a | 2014-02-28
427 | Labor Hours | n/a | n/a | 0.5 | n/a | 2014 |  |  |  | Install | 300 |  | 60 | 5 |  |  | NE, NY | HGOODING | n/a | 2014-02-28
428 | Labor Hours | n/a | n/a | 0.75 | n/a | 2014 |  |  |  | Install | 300 |  | 60 | 5 |  |  | NE, NY | HGOODING | n/a | 2014-02-28
429 | Labor Hours | n/a | n/a | 1 | n/a | 2014 |  |  |  | Install | 300 |  | 60 | 5 |  |  | NE, NY | HGOODING | n/a | 2014-02-28
430 | Labor Hours | n/a | n/a | 1.25 | n/a | 2014 |  |  |  | Install | 300 |  | 60 | 5 |  |  | NE, NY | HGOODING | n/a | 2014-02-28
431 | Labor Hours | n/a | n/a | 1.5 | n/a | 2014 |  |  |  | Install | 300 |  | 60 | 5 |  |  | NE, NY | HGOODING | n/a | 2014-02-28
432 | Labor Hours | n/a | n/a | 1.25 | n/a | 2014 |  |  |  | Install | 400 |  | 60 | 6.6667 |  |  | NE, NY | HGOODING | n/a | 2014-02-28
433 | Labor Hours | n/a | n/a | 1.5 | n/a | 2014 |  |  |  | Install | 400 |  | 60 | 6.6667 |  |  | NE, NY | HGOODING | n/a | 2014-02-28
434 | Labor Hours | n/a | n/a | 2 | n/a | 2014 |  |  |  | Install | 400 |  | 60 | 6.6667 |  |  | NE, NY | HGOODING | n/a | 2014-02-28
435 | Labor Hours | n/a | n/a | 2.5 | n/a | 2014 |  |  |  | Install | 400 |  | 60 | 6.6667 |  |  | NE, NY | HGOODING | n/a | 2014-02-28
436 | Labor Hours | n/a | n/a | 2 | n/a | 2014 |  |  |  | Install | 600 |  | 60 | 10 |  |  | NE, NY | HGOODING | n/a | 2014-02-28
437 | Labor Hours | n/a | n/a | 2.5 | n/a | 2014 |  |  |  | Install | 600 |  | 60 | 10 |  |  | NE, NY | HGOODING | n/a | 2014-02-28
438 | Labor Hours | n/a | n/a | 0.5 | n/a | 2014 |  |  |  | Install | 200 |  | 120 | 1.6667 |  |  | NE, NY | HGOODING | n/a | 2014-02-28
439 | Labor Hours | n/a | n/a | 0.75 | n/a | 2014 |  |  |  | Install | 200 |  | 120 | 1.6667 |  |  | NE, NY | HGOODING | n/a | 2014-02-28
440 | Labor Hours | n/a | n/a | 1 | n/a | 2014 |  |  |  | Install | 200 |  | 120 | 1.6667 |  |  | NE, NY | HGOODING | n/a | 2014-02-28
441 | Labor Hours | n/a | n/a | 0.5 | n/a | 2014 |  |  |  | Install | 300 |  | 120 | 2.5 |  |  | NE, NY | HGOODING | n/a | 2014-02-28
442 | Labor Hours | n/a | n/a | 0.75 | n/a | 2014 |  |  |  | Install | 300 |  | 120 | 2.5 |  |  | NE, NY | HGOODING | n/a | 2014-02-28
443 | Labor Hours | n/a | n/a | 1 | n/a | 2014 |  |  |  | Install | 300 |  | 120 | 2.5 |  |  | NE, NY | HGOODING | n/a | 2014-02-28
444 | Labor Hours | n/a | n/a | 1.25 | n/a | 2014 |  |  |  | Install | 300 |  | 120 | 2.5 |  |  | NE, NY | HGOODING | n/a | 2014-02-28
445 | Labor Hours | n/a | n/a | 1.5 | n/a | 2014 |  |  |  | Install | 300 |  | 120 | 2.5 |  |  | NE, NY | HGOODING | n/a | 2014-02-28
446 | Labor Hours | n/a | n/a | 1.25 | n/a | 2014 |  |  |  | Install | 400 |  | 120 | 3.3333 |  |  | NE, NY | HGOODING | n/a | 2014-02-28
447 | Labor Hours | n/a | n/a | 1.5 | n/a | 2014 |  |  |  | Install | 400 |  | 120 | 3.3333 |  |  | NE, NY | HGOODING | n/a | 2014-02-28
448 | Labor Hours | n/a | n/a | 2 | n/a | 2014 |  |  |  | Install | 400 |  | 120 | 3.3333 |  |  | NE, NY | HGOODING | n/a | 2014-02-28
449 | Labor Hours | n/a | n/a | 2.5 | n/a | 2014 |  |  |  | Install | 400 |  | 120 | 3.3333 |  |  | NE, NY | HGOODING | n/a | 2014-02-28
450 | Labor Hours | n/a | n/a | 2 | n/a | 2014 |  |  |  | Install | 600 |  | 120 | 5 |  |  | NE, NY | HGOODING | n/a | 2014-02-28
451 | Labor Hours | n/a | n/a | 2.5 | n/a | 2014 |  |  |  | Install | 600 |  | 120 | 5 |  |  | NE, NY | HGOODING | n/a | 2014-02-28
452 | Labor Cost | n/a | n/a | n/a | n/a | 2014 |  |  |  | Repair | 75 | [5 empty] | NE, NY | HGOODING | n/a | 2014-02-28
453 | New Steam Trap | n/a | Inverted Bucket | 0.5 | n/a | 2014 | 80 | 1 | $/unit | [7 empty] | NE | JKUC | n/a | 2014-02-25
454 | New Steam Trap | n/a | F&T | 0.5 | n/a | 2014 | 150 | 1 | $/unit | [7 empty] | NE | JKUC | n/a | 2014-02-25
455 | New Steam Trap | n/a | Inverted Bucket | 0.75 | n/a | 2014 | 80 | 1 | $/unit | [7 empty] | NE | JKUC | n/a | 2014-02-25
456 | New Steam Trap | n/a | F&T | 0.75 | n/a | 2014 | 150 | 1 | $/unit | [7 empty] | NE | JKUC | n/a | 2014-02-25
457 | New Steam Trap | n/a | n/a | 1 | n/a | 2014 | 200 | 1 | $/unit | [7 empty] | NE | JKUC | n/a | 2014-02-25
458 | New Steam Trap | n/a | n/a | 1.5 | n/a | 2014 | 200 | 1 | $/unit | [7 empty] | NE | JKUC | n/a | 2014-02-25
459 | New Steam Trap | n/a | n/a | 1.5 | n/a | 2014 | 1000 | 1 | $/unit | [7 empty] | NE | JKUC | n/a | 2014-02-25
460 | New Steam Trap | n/a | n/a | 2 | n/a | 2014 | 200 | 1 | $/unit | [7 empty] | NE | JKUC | n/a | 2014-02-25
461 | New Steam Trap | n/a | n/a | 2 | n/a | 2014 | 1000 | 1 | $/unit | [7 empty] | NE | JKUC | n/a | 2014-02-25
462 | New Steam Trap | n/a | n/a | 2.5 | n/a | 2014 | 200 | 1 | $/unit | [7 empty] | NE | JKUC | n/a | 2014-02-25
463 | New Steam Trap | n/a | n/a | 2.5 | n/a | 2014 | 5000 | 1 | $/unit | [7 empty] | NE | JKUC | n/a | 2014-02-25
464 | Labor Hours | n/a | n/a | n/a | n/a | 2014 |  |  |  | Install |  |  |  | 0.25 |  |  | NE | JKUC | n/a | 2014-02-25
465 | Labor Hours | n/a | n/a | n/a | n/a | 2014 |  |  |  | Install |  |  |  | 4 |  |  | NE | JKUC | n/a | 2014-02-25