## Maine
Program Administrator: EFFICIENCY MAINE
Sector | Measure | Incentive ($) | Additional Details | Program | Dates Available
Commercial | Custom Distributed Generation Projects | $10,000-$1,000,000 per facility, up to 50% of the total project costs | Combined heat & power (CHP) projects are the most common type of distributed generation project | C&I Custom Program
Commercial | Custom Electric Projects | $10,000-$1,000,000 per facility, up to 50% of the total project costs | A measure (or set of measures) at a single facility or campus that increases the end-use electrical efficiency, resulting in at least 36,000 kWh of annual reductions in grid-supplied energy when compared to a baseline | C&I Custom Program
Commercial | Custom Thermal Projects | $10,000-$500,000 per facility, up to 50% of the total project costs | Projects that involve a measure (or set of measures) that reduces the consumption of natural gas, oil, biomass, and other fuel | C&I Custom Program
Commercial | Scoping Audits | Free | Purpose = developing potential projects for the C&I Custom Program | C&I Custom Program
Commercial | Technical Assistance Study | Up to 50% of the cost of an approved Technical Assistance Study up to $20,000 | For customers that have already identified a project but need additional outside assistance to move it forward. Includes process of developing the energy savings analyses and project cost estimates necessary for the Custom Program application | C&I Custom Program
Commercial | Milk Scroll Compressors | $200-$1,000 | Incentive varies by system horsepower | C&I Prescriptive Incentive Program - Agricultural Solutions | 4/1/2018 - 6/30/2018
Commercial | Milk Vacuum Pump with Adjustable Speed Drive | $2,000-$5,000 | Incentive varies by system horsepower | C&I Prescriptive Incentive Program - Agricultural Solutions | 4/1/2018 - 6/30/2018
Commercial | Potato Ventilation Fans (Adjustable Speed Drive or High Volume, Low Speed) | $500-$1,400 | Incentive varies by system horsepower | C&I Prescriptive Incentive Program - Agricultural Solutions | 4/1/2018 - 6/30/2018
Commercial | Cooking Solutions (Natural Gas & Propane): Combination Oven, Convection Oven, Fryer, Griddle, Steamer | Instant discounts up to $1,250 |  | C&I Prescriptive Incentive Program - Commercial Kitchen Solutions | 3/1/2018 - 6/30/2018
Commercial | Demand Control Kitchen Ventilation | 1000 |  | C&I Prescriptive Incentive Program - Commercial Kitchen Solutions | 3/1/2018 - 6/30/2018
Commercial | Refrigeration Solutions: Commercial ENERGY STAR® Reach-in Coolers & Freezers, Commercial ENERGY STAR® Ice Makers | Instant discounts up to $1,250 |  | C&I Prescriptive Incentive Program - Commercial Kitchen Solutions | 3/1/2018 - 6/30/2018
Commercial | Air Compressor Receivers | $180-$3,500 | Incentive varies by receiver capacity | C&I Prescriptive Incentive Program - Compressed Air Solutions | 4/1/2018 - 6/30/2018
Commercial | Air-Entraining Nozzles | $7 per nozzle |  | C&I Prescriptive Incentive Program - Compressed Air Solutions | 4/1/2018 - 6/30/2018
Commercial | High-Efficiency Compressor Systems | $80-$110 | Incentive varies by system horsepower | C&I Prescriptive Incentive Program - Compressed Air Solutions | 4/1/2018 - 6/30/2018
Commercial | High-Efficiency Dryers | $250-$1,300 | Incentive varies by dryer capacity | C&I Prescriptive Incentive Program - Compressed Air Solutions | 4/1/2018 - 6/30/2018
Commercial | Low-Pressure Drop Filters | $40-$200 | Incentive varies by system horsepower | C&I Prescriptive Incentive Program - Compressed Air Solutions | 4/1/2018 - 6/30/2018
Commercial | Boilers ≤ 500 MBtu/h (Natural Gas, Compressed Natural Gas, Oil and Propane) | Instant Discount |  | C&I Prescriptive Incentive Program - Heating and Cooling Solutions | 4/1/2018 - 6/30/2018
Commercial | Furnaces ≤ 300 MBtu/h (Natural Gas, Compressed Natural Gas, Oil and Propane) | Instant Discount |  | C&I Prescriptive Incentive Program - Heating and Cooling Solutions | 4/1/2018 - 6/30/2018
Commercial | Low-intensity, infrared heaters (Natural Gas, Compressed Natural Gas and Propane) | Instant Discount |  | C&I Prescriptive Incentive Program - Heating and Cooling Solutions | 4/1/2018 - 6/30/2018
Commercial | Warm-air heater (Natural Gas and Propane) | Instant Discount |  | C&I Prescriptive Incentive Program - Heating and Cooling Solutions | 4/1/2018 - 6/30/2018
Commercial | Tankless Water Heaters (Natural Gas and Propane) | Instant Discount |  | C&I Prescriptive Incentive Program - Heating and Cooling Solutions | 4/1/2018 - 6/30/2018
Commercial | Hot Water Circulation Smart Pumps (Natural Gas, Compressed Natural Gas, Oil and Propane) | Instant Discount |  | C&I Prescriptive Incentive Program - Heating and Cooling Solutions | 4/1/2018 - 6/30/2018
Commercial | Air-to-Air Heat Pump Systems | $50 per ton |  | C&I Prescriptive Incentive Program - Heating and Cooling Solutions | 4/1/2018 - 6/30/2018
Commercial | Boiler Reset / Lock Out Controls | $375 per unit |  | C&I Prescriptive Incentive Program - Heating and Cooling Solutions | 4/1/2018 - 6/30/2018
Commercial | Boiler Turbulator | $9.50 per unit |  | C&I Prescriptive Incentive Program - Heating and Cooling Solutions | 4/1/2018 - 6/30/2018
Commercial | Boilers > 500 MBtu/h (natural gas, compressed natural gas, oil, and propane) | $650 - $12500 | Incentive varies by system size and fuel type | C&I Prescriptive Incentive Program - Heating and Cooling Solutions | 4/1/2018 - 6/30/2018
Commercial | Condensing Boiler Economizer | $1325 per MMBtu/h |  | C&I Prescriptive Incentive Program - Heating and Cooling Solutions | 4/1/2018 - 6/30/2018
Commercial | Demand Control Ventilation (DCV) | $500 per unit |  | C&I Prescriptive Incentive Program - Heating and Cooling Solutions | 4/1/2018 - 6/30/2018
Commercial | Ductless Heat Pumps | $500-$1,250 | 1 zone, min HSPF 12 = $500; 2 zones, min HSPF 10 = $750; 3 zones, min HSPF 10 = $1000; 4+ zones, min HSPF 10 = $1250 | C&I Prescriptive Incentive Program - Heating and Cooling Solutions | 4/1/2018 - 6/30/2018
Commercial | Modulating Burner Control | $1.25 per MBtu/h |  | C&I Prescriptive Incentive Program - Heating and Cooling Solutions | 4/1/2018 - 6/30/2018
Commercial | Oxygen Trim Controls | $0.75 per MBtu/h |  | C&I Prescriptive Incentive Program - Heating and Cooling Solutions | 4/1/2018 - 6/30/2018
Commercial | Programmable Thermostat | $100 per unit |  | C&I Prescriptive Incentive Program - Heating and Cooling Solutions | 4/1/2018 - 6/30/2018
Commercial | Standard Boiler Economizer | $950 per MMBtu/h |  | C&I Prescriptive Incentive Program - Heating and Cooling Solutions | 4/1/2018 - 6/30/2018
Commercial | Variable Refrigerant Flow Systems | $3000/sq.ft. |  | C&I Prescriptive Incentive Program - Heating and Cooling Solutions | 4/1/2018 - 6/30/2018
Commercial | VFDs for HVAC | $400 - $2300 per unit | Incentive varies by system horsepower | C&I Prescriptive Incentive Program - Heating and Cooling Solutions | 4/1/2018 - 6/30/2018
Commercial | Water Source Heat Pump Systems | $100 per ton |  | C&I Prescriptive Incentive Program - Heating and Cooling Solutions | 4/1/2018 - 6/30/2018
Commercial | LED Retrofit Kits: Streetlights, Parking Lot Lights and Fuel Pump Canopy Fixtures | $100-$200 |  | C&I Prescriptive Incentive Program - Lighting Solutions
Commercial | New LED Fixture: Canopy or Parking Garage Fixtures | $70-$100 |  | C&I Prescriptive Incentive Program - Lighting Solutions
Commercial | New LED Fixture: Flood and Spot Lights | $100-$250 |  | C&I Prescriptive Incentive Program - Lighting Solutions
Commercial | New LED Fixture: Streetlight or Parking Fixture | $80-$350 | Pole Mounted; utility pole mounted fixtures are ineligible | C&I Prescriptive Incentive Program - Lighting Solutions
Commercial | New LED Fixture: Wall-Mounted and Area Fixture (Wallpack) | 125 |  | C&I Prescriptive Incentive Program - Lighting Solutions
Commercial | Occupancy Sensor (Fixture Mounted) | 35 |  | C&I Prescriptive Incentive Program - Lighting Solutions
Commercial | Occupancy Sensors (Remote Mounted) | 60 |  | C&I Prescriptive Incentive Program - Lighting Solutions
Commercial | Outdoor LED Mogul Screw-Base Replacement Lamp | Discounted at Participating Retailers |  | C&I Prescriptive Incentive Program - Lighting Solutions
Commercial | Refrigerate Case Occupancy Sensor | $30 per door |  | C&I Prescriptive Incentive Program - Lighting Solutions
Commercial | Refrigerated Case LED Light Fixture | $90 per door |  | C&I Prescriptive Incentive Program - Lighting Solutions
Commercial | Refrigerated Case LED Light Fixture (Horizontal) | $25 per foot |  | C&I Prescriptive Incentive Program - Lighting Solutions
Commercial | Vacancy Sensors | 30 |  | C&I Prescriptive Incentive Program - Lighting Solutions
Commercial | Smart Pumps | Instant discount at Participating Retailers | Hot water circulation pumps with ECM motors paired with controls to modulate circulator pump speed | C&I Prescriptive Incentive Program - Water Heating Solutions
Commercial | Tankless water heaters | Instant discount at Participating Retailers |  | C&I Prescriptive Incentive Program - Water Heating Solutions
Commercial | Heat Pump Water Heater | 750 | Must be Energy Star certified | Water Heater Rebate Program | Unit purchased 7/1/2017 – 6/30/2018
Low Income | Air sealing and assessment | 550 |  | Affordable Heat Initiative
Low Income | Attic insulation | 1000 |  | Affordable Heat Initiative
Low Income | Basement insulation | 1000 |  | Affordable Heat Initiative
Low Income | Ductless Heat Pumps | $2,000 per dwelling unit | Heat pump efficiency (HSPF) is at least: 12.0 for systems with one indoor unit; 10.0 for systems with more than one indoor unit | Affordable Heat Initiative
Low Income | Wall insulation | 1000 |  | Affordable Heat Initiative
Low Income | Low Income Water Heaters | Free, no cap | Free removal of existing water heater and installation of LED bulbs, energy saving aerators and showerheads are also included | Low Income Water Heater
Residential | Clothes Washer | 50 | Must be Energy Star certified | Appliance Rebate Program | Unit purchased 7/1/2017 – 6/30/2018
Residential | Room Air Purifier | 50 | Must be Energy Star certified | Appliance Rebate Program | Unit purchased 7/1/2017 – 6/30/2018
Residential | Air sealing with energy assessment | 400 | Requires minimum customer co-pay of $200 | Home Energy Savings Program
Residential | Attic insulation with air sealing and energy assessment | 50% of project cost up to $2000 | For homes that aren't customers of Unitil, Maine Nat Gas or Bangor Nat Gas: 30% of project cost up to $1,000 | Home Energy Savings Program
Residential | Basement insulation with energy assessment | 50% of project cost up to $2000 | For homes that aren't customers of Unitil, Maine Nat Gas or Bangor Nat Gas: 30% of project cost up to $1,000 | Home Energy Savings Program
Residential | Biomass Boilers and Furnaces | 1/3 project cost up to $3,000 | On Efficiency Maine’s list of rebate-eligible biomass boilers and furnaces; has enough capacity for at least 2 weeks of unattended operation | Home Energy Savings Program
Residential | Boilers and Furnaces | 1000 | For homes that aren't customers of Unitil, Maine Nat Gas or Bangor Nat Gas: $500 | Home Energy Savings Program
Residential | Ductless Heat Pumps | $500 for first indoor unit $250 for second indoor unit | Heat pump efficiency (HSPF) is at least: 12.0 for systems with one indoor unit, 10.0 for systems with more than one indoor unit | Home Energy Savings Program
Residential | Geothermal Heat Pumps | 1/3 project cost up to $3,000 | Must be Energy Star rated | Home Energy Savings Program
Residential | Next Step Bonus | 100 | Requires minimum customer co-pay of $200 | Home Energy Savings Program
Residential | On-Demand Natural Gas Water Heater | 300 | Must be Unitil, Maine Natural Gas, or Bangor Natural Gas customer; EF or UEF of at least 0.82; | Home Energy Savings Program | Installed on or after 2/6/2017
Residential | Pellet or Wood Stove | 500 | Requires EPA Actual Measured Efficiency (CSA B415.1) of at least 75% | Home Energy Savings Program | Unit Purchased 5/1/2018 - 6/30/2018
Residential | Wall insulation with energy assessment | 50% of project cost up to $2000 | For homes that aren't customers of Unitil, Maine Nat Gas or Bangor Nat Gas: 30% of project cost up to $1,000 | Home Energy Savings Program
Residential | Energy-Efficient Light Bulbs: Standard LED Bulbs, BR-30 LED Bulbs, Candelabra LED Bulbs | Discounted at Participating Retailers | Eligible Products Listing: https://www.efficiencymaine.com/docs/EM-lighting-deals.pdf | Retail Lighting Program
Residential | Smart Thermostats | 100 | Must be Energy Star certified | Smart Thermostat Program | Unit Purchased 4/15/2018 – 6/30/2018
Residential | Heat Pump Water Heater | 750 | Must be Energy Star certified | Water Heater Rebate Program | Unit Purchased 7/1/2017 - 6/30/2018
Sources:
https://www.efficiencymaine.com/at-home/maine-natural-gas-residential-customer-rebates/
https://www.efficiencymaine.com/at-home/
https://www.efficiencymaine.com/at-work/ci-prescriptive-incentive-program/

## Vermont
VermontGas incentives included in section below Efficiency Vermont
Program Administrator: EFFICIENCY VERMONT
Sector | Measure | Incentive ($) | Additional Details | Program | Dates Available
Agricultural | Maple Reverse Osmosis Systems | Up to $3,250 | 50-199 GPH = $1,000; 200-599 GPH = $1,750; 600-899 GPH = $2,500; 900-1,200 GPH = $3,250 | Agricultural Equipment | 1/1/2018 - 12/31/2018
Agricultural | Ventilation Fans for Agricultrual Use - Exhaust Fans | $75-$275 per fan | 24 - 35 inches, Min. cfm/watt @ 0.10" SP 11.5 = $75 36 - 47 inches Min. cfm/watt @ 0.10" SP 17.1 = $175 48 - 51 inches Min. cfm/watt @ 0.10" SP 20.8 = $175 52 - 59 inches Min. cfm/watt @ 0.10" SP 20.3 = $275 60 - 72 inches Min. cfm/watt @ 0.10" SP 21.1 = $275 | Agricultural Equipment | 1/1/2018 - 9/30/2018
Agricultural | Ventilation Fans for Agricultural Use - Circulation Fans | $40-$150 per fan | 24-35 inches, min thrust cfm/watt 14.5 = $40 36-47 inches, min thrust cfm/watt 20.3 = $75 48 - 64 inches, min thrust cfm/watt 23.2 = $150 Custom analysis | Agricultural Equipment | 1/1/2018 - 9/30/2018
Agricultural | Heat Recovery Units | 1250 | Farm must milk at least 35 cows | Agricultural Lighting and Equipment | 4/15/2018 - 6/30/2018
Agricultural | LED Lighting | $15-$80 | Fixture Lumen Output Rebate: <6,000 lumens = $30; 6,001 - 9,999 lumens = $30; 10,000 - 16,000 lumens = $80; >16,000 lumens = $80; Any retrofit kit = $15 | Agricultural Lighting and Equipment | 4/15/2018 - 6/30/2018
Agricultural | Variable Frequency Drives (VFD) on Maple Sap Vacuum Pump | 300 | Sap Vacuum Pump must run 24 hours per day during maple sugaring season. Pump motor must be 7.5 HP or greater | Agricultural Lighting and Equipment | 4/15/2018 - 6/30/2018
Agricultural | Variable Frequency Drives (VFD) on Milk Vacuum Pump | 1125 | Farm must milk at least 50 cows, pump motor must be 5 HP or greater | Agricultural Lighting and Equipment | 4/15/2018 - 6/30/2018
Commercial | Building Performance (improve insulation and air sealing, plus heating and ventilation systems) | up to $5,000 | Custom incentive; Generally, a building that was built as a house, but is now used for commercial or mixed use is eligible. Non-house type structures may also be eligible. | Commercial Building Performance | 1/1/2018 - 6/30/2018
Commercial | Air Receiver Tanks for Load/No Load Screw and Vane Compressors | $350-$1,300 | 10HP, 240+ gal = $350; 15HP, 400+ gal = $525; 20HP, 500+ gal = $700; 25-30HP, 660+ gal = $1,000; 35-40HP, 1,060+gal = $1,300; Custom rebates may be available for larger tanks | Commercial Compressed Air Systems | 1/1/2018 - 6/30/2018
Commercial | Air-Entraining Air Nozzles | $5/nozzle | Nozzles that use less than 15 CFM at 100 psi, must be listed on the Compressed Air Eligible Products List | Commercial Compressed Air Systems | 1/1/2018 - 6/30/2018
Commercial | Cycling Refrigerated Thermal Mass Dryers | $100-$350 | 0-25CFM = $100; 26-50CFM = $150; 51-100CFM = $200; 101-150CFM = $250; 151-300CFM = $350 Custom rebates may be available for larger cycling dryers | Commercial Compressed Air Systems | 1/1/2018 - 6/30/2018
Commercial | No Loss Drains | 100 | Timed drains are not eligible | Commercial Compressed Air Systems | 1/1/2018 - 6/30/2018
Commercial | Rotary Screw and Vane Compressors w/ VFDs | $150 per HP | For 10-40HP; Custom rebates may be available for larger VFD compressors | Commercial Compressed Air Systems | 1/1/2018 - 6/30/2018
Commercial | Boilers - #2 Fuel Oil | $2 per MBh output | ≤ 500 MBh, min 85% AFUE/Thermal Efficiency; Custom rebates and technical assistance may be available for larger system evaluation | Commercial HVAC | 1/1/2018 - 6/30/2018
Commercial | Boilers - Liquid Propane (LP) | $2 per MBh output | ≤ 500 MBh, min 90% AFUE/Thermal Efficiency; Custom rebates and technical assistance may be available for larger system evaluation | Commercial HVAC | 1/1/2018 - 6/30/2018
Commercial | Central Wood Pellet Furnaces and Boilers | 3000 | Rebates are for new, high-efficiency wood pellet furnaces and boilers installed as primary central heating systems in commercial applications only. | Commercial HVAC | 1/1/2018 - 6/30/2018
Commercial | Furnace Fan Motor | 100 | For efficient brushless DC motors installed on new furnaces that meet the minimum furnace efficiency requirements; minimum efficiency required for NG furnaces = 90% AFUE. | Commercial HVAC | 1/1/2018 - 6/30/2018
Commercial | Furnaces - #2 Fuel Oil | $2 per MBh output | < 225 MBh output; min 85% AFUE | Commercial HVAC | 1/1/2018 - 6/30/2018
Commercial | Furnaces - Liquid Propane (LP) | $2 per MBh output | < 225 MBh output; min 90% AFUE | Commercial HVAC | 1/1/2018 - 6/30/2018
Commercial | High Performance Circulator Pumps | up to $600 | Units must be listed on Efficiency Vermont's Qualified products list | Commercial HVAC | 1/1/2018 - 6/30/2018
Commercial | Rooftop Unit Controllers | $225-$300 per HP | 1 - 5 HP = $300/HP; 7.5 - 100 HP = $225/HP | Commercial HVAC | 1/1/2018 - 6/30/2018
Commercial | Variable Frequency Drives (VFD) for HVAC Equipment | $150-$200 per HP | 2 - 5 HP = $200/HP; 7.5 - 100 HP = $150/HP | Commercial HVAC | 1/1/2018 - 6/30/2018
Commercial | Ventilation Fans | $30-$90 | 10 - 89 CFM = $30; 90 - 150 CFM = $50; 151 - 250 CFM = $70; 251 - 500 CFM = $90 | Commercial HVAC | 1/1/2018 - 6/30/2018
Commercial | Commercial Ovens - Combination and Convection | 750 | Must meet ENERGY STAR cooking efficiency and idle energy rate requirements | Commercial Kitchen Equipment Rebate | 1/1/2018 - 6/30/2018
Commercial | Fryers | 500 | Must meet ENERGY STAR® cooking efficiency and idle energy rate requirements | Commercial Kitchen Equipment Rebate | 1/1/2018 - 6/30/2018
Commercial | Griddles | 125 | Must meet ENERGY STAR® cooking efficiency and idle energy rate requirements | Commercial Kitchen Equipment Rebate | 1/1/2018 - 6/30/2018
Commercial | Steam Cookers | 500 | Must meet ENERGY STAR® cooking efficiency and idle energy rate requirements | Commercial Kitchen Equipment Rebate | 1/1/2018 - 6/30/2018
Commercial | Ceiling & Wall Remote Mounted Daylight Sensors | $40 per sensor | Minimum 150 watts controlled; Hard-wired or wireless. | Commercial Lighting | 4/15/2018 - 6/30/2018
Commercial | Ceiling & Wall Remote Mounted Daylight Sensors | 40 | Minimum 150 watts controlled | Commercial Lighting | 4/15/2018 - 6/30/2018
Commercial | Ceiling & Wall Remote Mounted Occupancy Sensors | $40 per sensor | Minimum 150 watts controlled; Hard-wired or wireless. | Commercial Lighting | 4/15/2018 - 6/30/2018
Commercial | Ceiling & Wall Remote Mounted Occupancy Sensors | 40 | Hard-wired or wireless; Minimum 150 watts controlled | Commercial Lighting | 4/15/2018 - 6/30/2018
Commercial | DLC Linear Replacement Lamps | Instant Rebate | For eligible products: www.efficiencyvermont.com/qualified-lighting. | Commercial Lighting | 4/15/2018 - 6/30/2018
Commercial | Dual Daylight & Occupancy Sensor | 40 | Integrated or fixture-mounted. Minimum 20 watts controlled. | Commercial Lighting | 4/15/2018 - 6/30/2018
Commercial | Dual Daylight and Occupancy Sensors | $40 per sensor | Minimum 20 watts controlled; Integrated or fixture-mounted. | Commercial Lighting | 4/15/2018 - 6/30/2018
Commercial | Energy Star LED Fixtures and Retrofit Kits | Instant Rebate | For eligible products: www.efficiencyvermont.com/qualified-lighting. | Commercial Lighting | 4/15/2018 - 6/30/2018
Commercial | Energy Star Screw or Pin-Based LED Replacement Lamps | Instant Rebate | For eligible products: www.efficiencyvermont.com/qualified-lighting. | Commercial Lighting | 4/15/2018 - 6/30/2018
Commercial | Exterior Occupancy Sensors | 30 | Minimum 45 watts controlled; Use on exterior LED or induction equipment; Lights must be turned off or reduced by at least 50% during unoccupied times; Timers and dusk-to-dawn sensors are not eligible | Commercial Lighting | 4/15/2018 - 6/30/2018
Commercial | Fixture Mounted Occupancy Sensors | 30 | Minimum 30 watts controlled; Use on interior LED or fluorescent equipment; Commissioning is recommended for daylight controls; Companion switches for wireless sensors are not eligible. | Commercial Lighting | 4/15/2018 - 6/30/2018
Commercial | High- & Low-Bay LED Fixtures | $30-$80 | <10,000 lumens; Low-Bay = $30, High-Bay = $80 | Commercial Lighting | 4/15/2018 - 6/30/2018
Commercial | LED Area Fixtures & Retrofit Kits: Outdoor Pole-Mounted; Outdoor Decorative Area & Post-Top; Parking Garage & Canopy; Outdoor Wall-Mounted (Including Wall Packs) | $50-$200 | Outdoor - Low Output < 5,000 lumens = $50 Outdoor - Mid Output 5,001 - 10,000 lumens = $100 Outdoor - High Output > 10,000 lumens = $200 | Commercial Lighting | 4/15/2018 - 6/30/2018
Commercial | LED Bollard Fixtures | $50-$200 | Outdoor - Low Output < 5,000 lumens = $50 Outdoor - Mid Output 5,001 - 10,000 lumens = $100 Outdoor - High Output > 10,000 lumens = $200 | Commercial Lighting | 4/15/2018 - 6/30/2018
Commercial | LED Outdoor Flood and Spot Light Fixtures | $50-$200 | Outdoor - Low Output < 5,000 lumens = $50 Outdoor - Mid Output 5,001 - 10,000 lumens = $100 Outdoor - High Output > 10,000 lumens = $200 | Commercial Lighting | 4/15/2018 - 6/30/2018
Commercial | LED Retrofit Kits | 15 |  | Commercial Lighting | 4/15/2018 - 6/30/2018
Commercial | LED Soffitt Lighting | $50-$200 | Outdoor - Low Output < 5,000 lumens = $50 Outdoor - Mid Output 5,001 - 10,000 lumens = $100 Outdoor - High Output > 10,000 lumens = $200 | Commercial Lighting | 4/15/2018 - 6/30/2018
Commercial | LED Surface & Suspended Linear Fixtures | 30 |  | Commercial Lighting | 4/15/2018 - 6/30/2018
Commercial | LED Troffer Fixtures | 30 |  | Commercial Lighting | 4/15/2018 - 6/30/2018
Commercial | Mogul (E39) Screw-Base LED Replacements for HID Lamps | $20-$100 | ≤ 5,000 lumens = $20; 5,001 - 10,000 lumens = $40; 10,001 - 15,000 lumens = $80; > 15,000 lumens = $100 | Commercial Lighting | 4/15/2018 - 6/30/2018
Commercial | Refrigerator & Freezer Case LED Light Fixtures | 30 |  | Commercial Lighting | 4/15/2018 - 6/30/2018
Commercial | Refrigerator & Freezer Case LED Light Sensors | 30 | Minimum 3 doors per sensor | Commercial Lighting | 4/15/2018 - 6/30/2018
Commercial | Switch & Fixture Mounted Daylight Sensors | 30 | Minimum 30 watts controlled | Commercial Lighting | 4/15/2018 - 6/30/2018
Commercial | Switch Mounted Occupancy Sensors | 10 | Minimum 60 watts controlled | Commercial Lighting | 4/15/2018 - 6/30/2018
Commercial | Display Case Strip-Curtains and Continuous Covers | $6 per foot | Eligible covers are PVC, metal, or equivalent curtains. Installed on open, multi-deck (merchandise) coolers | Commercial Refrigeration | 1/1/2018 - 6/30/2018
Commercial | Door/Frame Heater Control | 50 | Must be humidity- or conductivity-based anti-sweat controls; retrofit to existing units | Commercial Refrigeration | 1/1/2018 - 6/30/2018
Commercial | Efficiency Evaporator Fan Motors | 100 | Must be brushless permanent magnet DC motor or permanent magnet, synchronous AC motor. For commercial refrigeration, walk-in or case coolers/freezers. Must be <1/15 Horsepower. | Commercial Refrigeration | 1/1/2018 - 6/30/2018
Commercial | Energy Star Ice Machines | $50-$75 | Ice Making Head (IMH) <450 = $50; ≥450 = $75 Remote Condensing Unit (RCU) <1,000 = $50; ≥1,000 = $75 Self-Contained Unit (SCU) <175 = $50; ≥175 = $75 | Commercial Refrigeration | 1/1/2018 - 6/30/2018
Commercial | Evaporator Fan Motor Controls | $30 per fan | Must be installed in walk-in cooler or refrigerated warehouse application. Must control synchronous or brushless DC motor. Controls must cycle or reduce fan air flow to ensure energy savings. | Commercial Refrigeration | 1/1/2018 - 6/30/2018
Commercial | Floating Head Pressure Controls | 300 | Rebate is for floating head pressure controls for compressors < 10HP; High temperature applications (> 41°F) are not eligible; Condensing temperature should be set to 70°F | Commercial Refrigeration | 1/1/2018 - 6/30/2018
Commercial | High Efficiency Condensing Units | 1250 | Must be between 1-5 HP nominal output, have a scroll compressor, include floating head pressure controls, be certified for outdoor use | Commercial Refrigeration | 1/1/2018 - 6/30/2018
Commercial | Refrigerator & Freezer Case LED Light Fixtures | 40 |  | Commercial Refrigeration | 1/1/2018 - 6/30/2018
Commercial | Refrigerator & Freezer Case Light Sensors | 40 | For use on interior LED or fluorescent equipment; Minimum of 3 doors per sensor | Commercial Refrigeration | 1/1/2018 - 6/30/2018
Commercial | Solid Door Freezer and Refrigerator Rebate | $200-$300 | < 15 cu. ft. = $200; 15 - < 30 cu. ft. = $200; 30 - < 50 cu. ft. = $250; 50 - < 80 cu. ft. = $300 | Commercial Refrigeration | 1/1/2018 - 6/30/2018
Commercial | Transparent Glass Door Freezer and Refrigerator Rebate | $250-$400 | < 15 cu. ft. = $250; 15 - < 30 cu. ft. = $250; 30 - < 50 cu. ft. = $300; 50 - < 80 cu. ft. = $400 | Commercial Refrigeration | 1/1/2018 - 6/30/2018
Res/Comm | Heat Pump Heating and Cooling | $300-$400 | Discount is applied upon equipment purchase from participating distributors: Single zone; multi zone ≤2 tons = $300; Multi zone > 2 tons = $400 | For Residential and Business | 6/1/2018 - 8/31/2018
Res/Comm | LED Energy Star Downlights | Special pricing $2.95 | Limit 12 per household and 25 per business per transaction at retail locations. | For Residential and Business | 1/1/2018 - 6/30/2018
Res/Comm | LED Light Bulbs | Special pricing $0.95 | Limit 12 per household and 25 per business per transaction at retail locations. | For Residential and Business | 1/1/2018 - 6/30/2018
Res/Comm | Dehumidifiers | $25-$40 | Select ENERGY STAR certified models = $25; Select ENERGY STAR Most Efficient models = $40 | Smart Choice | 1/1/2018 - 6/30/2018
Res/Comm | Pool Pumps | 600 | Eligible pumps include multi-speed, variable-flow, and variable-speed models listed on the qualified products list | Smart Choice | 1/1/2018 - 6/30/2018
Residential | Advanced Power Strips | 10 | Limit 2 per customer per year; Purchase qualifying power strip from online partner, EFI; Discount applied at time of purchase | Advanced Power Strips | 1/1/2018 - 6/30/2018
Residential | DIY Insulation and Air Sealing | 250 | Limited to single family homes including townhouses or other homes with shared side walls, but no shared top or bottom walls | DIY Program | 4/9/2018 - 12/31/2018
Residential | Home Performance with Energy Star | up to $2,000 | Custom incentive: for single-family Vermont residences and rental properties with fewer than five units. | Home Performance with Energy Star | 1/1/2018 - 6/30/2018
Residential | Central Wood Pellet Furnaces and Boilers | 3000 | For new, residential high-efficiency wood pellet furnaces and boilers that are installed as primary central heating systems. Replacements of natural gas-fired heating systems are not eligible. | Residential Heating Systems | 1/1/2018 - 6/30/2018
Residential | Cold Climate Heat Pumps - multi zone > 2 tons | 800 | Instant Rebate: Discount is applied to equipment purchase from participating distributors. | Residential Heating Systems | 1/1/2018 - 6/30/2018
Residential | Cold Climate Heat Pumps - single zone & multi zone < 2 tons | 600 | Instant Rebate: Discount is applied to equipment purchase from participating distributors. | Residential Heating Systems | 1/1/2018 - 6/30/2018
Residential | Furnaces and Boilers - Liquid Propane (LP), ≥ 95% AFUE | 250 | Must incorporate high performance circulator pumps (HPCP), not for new construction. | Residential Heating Systems | 1/1/2018 - 6/30/2018
Residential | Furnaces and Boilers - Oil, ≥ 87% AFUE | 250 | Must incorporate high performance circulator pumps (HPCP), not for new construction. | Residential Heating Systems | 1/1/2018 - 6/30/2018
Residential | High Performance Circulator Pumps | $15-$50 | Discount is applied upon equipment purchase from participating distributors. | Residential Heating Systems | 1/1/2018 - 6/30/2018
Residential | Residential New Construction | $2,500-$3,000 | Custom Incentive for single family homes, Base level projects = $2,500; High Performance level projects = $3,000 | Residential New Construction | 1/1/2018 - 12/31/2018
Residential | Heat Pump Water Heater | $300-$500 | AWHS Tier 1 or 2 = $300; AWHS Tier 3 = $500 | Residential Water Heating Systems | 1/1/2018 - 6/30/2018
Residential | Solar Hot Water | 950 | Must install monitoring device that is accessible remotely via the internet, must measure solar production, provide alerts when performance is compromised, and come with a two-year minimum warranty. | Residential Water Heating Systems | 1/1/2018 - 6/30/2018
Residential | Clothes Dryers | $50-$400 | Select ENERGY STAR certified dryers = $50; Select ENERGY STAR certified dryers with hybrid heat pump technology = $200; Select ENERGY STAR certified dryers with heat pump technology = $400 | Smart Choice | 1/1/2018 - 6/30/2018
Residential | Clothes Washers | $40-$75 | ENERGY STAR certified clothes washers meeting CEE Tier 1 specifications = $40; Select ENERGY STAR certified clothes washers meeting CEE Tier 2 or 3 or ENERGY STAR Most Efficient 2018 specifications = $75. | Smart Choice | 1/1/2018 - 6/30/2018
Residential | Refrigerators | $40-$75 | CEE Tier 1 specifications = $40; CEE Tier 2 or 3, or Energy Star Most Efficient 2018 = $75 | Smart Choice | 12/1/2017 - 6/30/2018
Residential | Smart Thermostats | 100 |  | Smart Choice/Residential Heating Systems | 12/1/2017 - 6/30/2018
Residential - Rental/Multi-Family | Boilers - #2 Fuel Oil | $500 on boilers < 250 MBh output; $2/MBh for ≥ 250 MBh | < 300 MBh, min 87% AFUE; 300 - 500 MBh, min 85% Thermal Efficiency | Residential Rental Property | 1/1/2018 - 6/30/2018
Residential - Rental/Multi-Family | Boilers - Liquid Propane (LP) | $500 on boilers < 250 MBh output; $2/MBh for ≥ 250 MBh | < 300 MBh, min 95% AFUE; 300-500MBh, min 90% Thermal Efficiency | Residential Rental Property | 1/1/2018 - 6/30/2018
Residential - Rental/Multi-Family | Energy Efficient Products (Lighting and Water Conservation): Showerheads, Faucet Aerators, LEDs | Free |  | Residential Rental Property | 1/1/2018 - 6/30/2018
Residential - Rental/Multi-Family | Furnaces - #2 Fuel Oil | 500 | < 225 MBh output; min 87% AFUE | Residential Rental Property | 1/1/2018 - 6/30/2018
Residential - Rental/Multi-Family | Furnaces - Liquid Propane (LP) | 500 | < 225 MBh output; min 95% AFUE | Residential Rental Property | 1/1/2018 - 6/30/2018
Residential - Rental/Multi-Family | Refrigerators | $150-$250 | Units meeting CEE Tier 1 specifications = $150; Units meeting CEE Tier 2 or 3 or ENERGY STAR Most Efficient specifications = $250. Replacement refrigerators only. | Residential Rental Property | 1/1/2018 - 6/30/2018
Residential - Rental/Multi-Family | Ventilation Systems | $110 per fan | Fans installed in buildings that have been air-sealed and require supplemental fresh air to meet minimum air change requirements, rather than for spot ventilation; must be Energy Star qualified | Residential Rental Property | 1/1/2018 - 6/30/2018
Source: https://www.efficiencyvermont.com/rebates
Program Administrator: VERMONTGAS
Sector | Measure | Incentive ($) | Additional Details | Program | Dates Available
Residential | Hot air furnace | 400 | Equipment must be purchased new. Required Efficiency: 95% + AFUE | Residential Rebate
Residential | Combination Furnace / DHW | 800 | Equipment must be purchased new. Required Efficiency: 95% + AFUE | Residential Rebate
Residential | Hot water boiler | 600 | Equipment must be purchased new. Required Efficiency: 90% - 94.9% + AFUE | Residential Rebate
Residential | Hot water boiler | 800 | Equipment must be purchased new. Required Efficiency: 95% + AFUE | Residential Rebate
Residential | Combination boiler / DHW | 900 | Equipment must be purchased new. Required Efficiency: 90% - 94.9% + AFUE | Residential Rebate
Residential | Combination boiler / DHW | 1100 | Equipment must be purchased new. Required Efficiency: 95% + AFUE | Residential Rebate
Residential | Direct vent space heater | 200 | Equipment must be purchased new. Required Efficiency: 81% + AFUE | Residential Rebate
Residential | Water heater 40/50 gal | 200 | Equipment must be purchased new. Required Efficiency: 0.70 + EF | Residential Rebate
Residential | Tankless water heater | 300 | Equipment must be purchased new. Required Efficiency: 0.82-0.89 EF | Residential Rebate
Residential | Tankless water heater | 500 | Equipment must be purchased new. Required Efficiency: 0.9 + EF | Residential Rebate
Residential | Indirect water heater | 100 | Equipment must be purchased new. Required Efficiency: Heated by 90% + AFUE Boiler | Residential Rebate
Residential | Drain water heat recovery | 300 | Contact VermontGas for details | Residential Rebate
Residential | Solar hot water | 950 | Contact VermontGas for forum | Residential Rebate
Residential | Solar furnance | 200 | Contact VermontGas for details | Residential Rebate
Commercial - Small business | Boiler ≤ 300 MBH | 1000 | Equipment must be purchased new. Must be installed beween January 1, 2018 and December 31, 2018. Total rebate must be ≤ $4,000. If the total rebate is to exceed $4,000 you must conact Vermont Gas prior to doing the work. Required Efficiency: 92% + AFUE | Small business equipment rebates
Commercial - Small business | Boiler ≤ 300 MBH | 600 | Equipment must be purchased new. Must be installed beween January 1, 2018 and December 31, 2018. Total rebate must be ≤ $4,000. If the total rebate is to exceed $4,000 you must conact Vermont Gas prior to doing the work. Required Efficiency: 90% - 92% + AFUE | Small business equipment rebates
Commercial - Small business | Hot air furnace | 400 | Equipment must be purchased new. Must be installed beween January 1, 2018 and December 31, 2018. Total rebate must be ≤ $4,000. If the total rebate is to exceed $4,000 you must conact Vermont Gas prior to doing the work. Required Efficiency: 94% + AFUE | Small business equipment rebates
Commercial - Small business | Unit heaters | 400 | Equipment must be purchased new. Must be installed beween January 1, 2018 and December 31, 2018. Total rebate must be ≤ $4,000. If the total rebate is to exceed $4,000 you must conact Vermont Gas prior to doing the work. Required Efficiency: ≥ 90% thermal efficiency | Small business equipment rebates
Commercial - Small business | Water heater 75 to 300 MBH | 500 | Equipment must be purchased new. Must be installed beween January 1, 2018 and December 31, 2018. Total rebate must be ≤ $4,000. If the total rebate is to exceed $4,000 you must conact Vermont Gas prior to doing the work. Required Efficiency: ≥ 90% thermal efficiency | Small business equipment rebates
Commercial - Small business | Carbon dioxide sensor control | 250 | Equipment must be purchased new; equipment must be field verifiable. Must be installed beween January 1, 2018 and December 31, 2018. Total rebate must be ≤ $4,000. If the total rebate is to exceed $4,000 you must conact Vermont Gas prior to doing the work. Reset of ventilation air based on HVAC zone CO2 levels Required Efficiency: 94% + AFUE | Small business equipment rebates
Commercial - Small business | Fryers | 500 | Equipment must be purchased new. Must be installed beween January 1, 2018 and December 31, 2018. Total rebate must be ≤ $4,000. If the total rebate is to exceed $4,000 you must conact Vermont Gas prior to doing the work. | Commerical Cooking equipment
Commercial - Small business | Combination, convection or rack ovens | 750 | Equipment must be purchased new. Must be installed beween January 1, 2018 and December 31, 2018. Total rebate must be ≤ $4,000. If the total rebate is to exceed $4,000 you must conact Vermont Gas prior to doing the work. | Commerical Cooking equipment
Commercial - Small business | Steam cookers | 500 | Equipment must be purchased new. Must be installed beween January 1, 2018 and December 31, 2018. Total rebate must be ≤ $4,000. If the total rebate is to exceed $4,000 you must conact Vermont Gas prior to doing the work. | Commerical Cooking equipment
https://www.vermontgas.com/save-money-energy/ways-to-save/equipment-rebates/

## New Hampshire
Appendix A
Program Incentives Master Spreadsheet
Program Administrators: EVERSOURCE and LIBERTY UTILITIES: Please refer to Measure Cost Worksheets for incentive information
Sector | Measure | Incentive ($) | Additional Details | Program
Residential | LED Lighting | Varies by bulb | More information on instant rebates includiing an online catalog is available at https://nhsaves.com/rebates/led-light-bulbs/ | NHSaves LED Light Bulbs
Residential | LED Light fixture | Up to $5 | More information on instant rebates includiing an online catalog is available at https://nhsaves.com/rebates/led-light-fixture/ | NHSaves LED Light Bulbs
Residential | Clothes washer | $25 = ENERGY STAR clothes washers $50 = ENERGY STAR MOST EFFICIENT clothes washers | Limit 2 per customer account per year. Must be ENERGY STAR Certified. Not all clothes washers are eligible. Rebate forms are available at participating retailers or online at https://efi.secure.force.com/NHP/FormNHAPPV2 | NHSaves - ENERGY STAR Applicance Program
Residential | Clothes dryers | $40 = Clothes dryers $100 = Hybrid heat pump clothes dryers $200 = Heat pump clothes dryers | Limit 2 per customer account per year. Must be ENERGY STAR Certified. Not all clothes washers are eligible. Rebate forms are available at participating retailers or online at https://efi.secure.force.com/NHP/FormNHAPPV2 | NHSaves - ENERGY STAR Applicance Program
Residential | Room air conditioner | 20 | Limit 2 per customer account per year. Must be ENERGY STAR Certified. Not all clothes washers are eligible. Rebate forms are available at participating retailers or online at https://efi.secure.force.com/NHP/FormNHAPPV2 | NHSaves - ENERGY STAR Applicance Program
Residential | Room air purifier | 40 | Limit 2 per customer account per year. Must be ENERGY STAR Certified. Not all clothes washers are eligible. Rebate forms are available at participating retailers or online at https://efi.secure.force.com/NHP/FormNHAPPV2 | NHSaves - ENERGY STAR Applicance Program
Residential | Refrigerator | $40 = ENERGY STAR refrigerators $75 = ENERGY STAR MOST EFFICIENT refrigerators | Limit 2 per customer account per year. Must be ENERGY STAR Certified. Not all clothes washers are eligible. Rebate forms are available at participating retailers or online at https://efi.secure.force.com/NHP/FormNHAPPV2 | NHSaves - ENERGY STAR Applicance Program
Residential | Refrigerator recycling | 30 | Appliance must be picked up at the service address on your billing account with your NHSaves utility, and you must provide your electric utility account number at the time of scheduling. Refrigerator or freezer must be in working condition/cooling at the time of pick-up, 10-30 cubic feet in size, and owned by the utility customer. Limit of 2 units per year per residential account. | NHSaves - ENERGY STAR Applicance Program
Residential | Dehumidifier | 25 | Limit 2 per customer account per year. Must be ENERGY STAR Certified. Not all clothes washers are eligible. Rebate forms are available at participating retailers or online at https://efi.secure.force.com/NHP/FormNHAPPV2 | NHSaves - ENERGY STAR Applicance Program
Residential | Pool pumps | $200 = 2 speed $500 = variable speed | Limit 1 per customer account per year. Must be ENERGY STAR Certified. Not all clothes washers are eligible. Rebate forms are available at participating retailers or online at https://efi.secure.force.com/NHP/FormNHAPPV2 | NHSaves - ENERGY STAR Applicance Program
Residential | Lighting Fixtures | 5 | Limit 20 per customer account per year. Must be ENERGY STAR Certified. Not all clothes washers are eligible. Rebate forms are available at participating retailers or online at https://efi.secure.force.com/NHP/FormNHAPPV2 | NHSaves - ENERGY STAR Applicance Program
Residential | Central air systems (cooling only) | $70 per ton | Limit 5 tons per home. Must have SEER ≥ 15 and EER ≥ 12.5. Funding is limited and will be available on a first come, first serve basis | NHSaves - ENERGY STAR Applicance Program
Residential | Ductless mini splits (cooling only) | $70 per ton | Limit 5 tons per home. Must have SEER ≥ 15 and EER ≥ 12.5. Funding is limited and will be available on a first come, first serve basis | NHSaves - ENERGY STAR Applicance Program
Residential | Ductless mini splits (heating and cooling) | $400 per ton | Limit 5 tons per home. Must have SEER ≥ 18 and EER ≥ 12.5 and HSPF ≥ 10. Funding is limited and will be available on a first come, first serve basis | NHSaves - ENERGY STAR Applicance Program
Residential | Air source heat pumps (heating and cooling) | $400 per ton | Limit 5 tons per home. Must have SEER ≥ 18 and EER ≥ 12.5 and HSPF ≥ 10. Funding is limited and will be available on a first come, first serve basis | NHSaves - ENERGY STAR Applicance Program
Residential | Heat pump electric water heaters | 50 gal = $500 80 gal = $600 | Must have Electric EF ≥ 2.3. Funding is limited and will be available on a first come, first serve basis | NHSaves - ENERGY STAR Applicance Program
Residential | Wi-Fi thermostats (with qualified heat pumps) | 100 | Only available for heat pump salso receiving a rebate. Wi-Fi connections must be internet enabled. Funding is limited and will be available on a first come, first serve basis | NHSaves - ENERGY STAR Applicance Program
Residential | HERS Rater service and weatherization - New construction | $750 + | The following option is available for builders/homeowners opting to use a conventional fossil-fuel based heating system (e.g., oil, liquid propane, or natural gas forced air or hot water boiler systems); we pay for the HERS Rater services (a $750+ value) and offer additional incentives based on the overall energy performance of the house. | NHSaves - New Hampshire ENERGY STAR Homes Program
Residential | HERS Rater service and weatherization - Existing homes | Up to $4000 | Customers owning or renting an existing home or 1 to 4 unit apartment building may participate in the program. Participants will receive a comprehensive “whole house” energy assessment and may receive incentives for making energy efficiency improvements. Eligible participants must meet the qualifiying Home Heatin Index (HHI) energy use rating which can be determined at https://hhi.nhsaves.com/homeheating/Default.aspx A $100 audit fee is payable at the time of audit scheduling. Audit fees may be refunded to customers who implement at least one recommended energy-efficiency improvement equivalent to the value of the audit. Additionally, based on recommendations made by your auditor you may be eligible for a 50 percent incentive (up to $4,000) to help you pay for the energy efficiency improvements. Improvements must be installed by the program auditor to qualify for incentives. Please note, you will need one year of fuel bill history and the square footage of your home to determine your eligibility and submit an application. Qualified customers will be mailed a copy of their HHI score along with an application. Once accepted into the program, two years of fuel bills and their home's square footage are required with an application. | NHSaves - New Hampshire ENERGY STAR Homes Program
Residential | Income Eligible Home Energy Assistance | Undisclosed | This program is available to income-eligible customers and is designed to help manage energy use and reduce electric bills through home improvements such as insulation, air sealing, thermostat replacement, hot water conservation measures, and cost-effective appliance and lighting upgrades. To learn if you qualify, contact one of the local Community Action Agencies (CAA) in the state. The CAAs will determine eligibility by total household income and the number of members in your household. | NHSaves - New Hampshire ENERGY STAR Homes Program
Commercial | TLED Tubes - Linear LED tubbes using existing bi-pin fluorescent sockets | $5 per tube | Installations must not allow line voltage to be present at socket. Minimum of 10 Watts saved per tube. LED lamps are required to be listed by Design Lights Consortium | Commercial and industrial retrofit program - Lighting and controls
Commercial | Direct Wired LED Strip Kits | $20 per strip | Must not use existing bi-pin fluorsecent sockets. Minimum of 15 Watts saved per strip. LED lamps are required to be listed by Design Lights Consortium | Commercial and industrial retrofit program - Lighting and controls
Commercial | LED High efficiency interior fixutres and retrofit kits | 60 | 1x4, 2x2, and 2x4. Prismatic, parabolic, recessed direct and recessed indirect fixtures. Minimum of 32 Watts saved. Fixtures are required to be listed by Design Lights Consortium | Commercial and industrial retrofit program - Lighting and controls
Commercial | LED Linear indirect or indirect pendant fixtures | 75 | Fixtures may have a down-light component of no greater than 45%. Fixutres with a down-light component must incorporate glare limiting louvers or a perforated cover shielding the lamps. Ceiling finish must be white and unobstructed. Minimum of 32 Watts saved. Fixtures are required to be listed by Design Lights Consortium | Commercial and industrial retrofit program - Lighting and controls
Commercial | LED advanced recessed fixtures | 60 | Minimum of 32 Watts saved. Fixtures are required to be listed by Design Lights Consortium | Commercial and industrial retrofit program - Lighting and controls
Commercial | LED Industrial/commercial fixtures 4ft & 8ft fixtures | 60 | LED industrial/commercial strip or wrap fixtures. Applies to fixtures installed 16 feet or less above the floor. Only one incentive may be counted per fixture. Minimum of 32 Watts saved. Fixtures are required to be listed by Design Lights Consortium | Commercial and industrial retrofit program - Lighting and controls
Commercial | LED Clean room rated or vapor tight fixtures 1x4 or 2x4 | 75 | Minimum of 32 Watts saved. Fixtures are required to be listed by Design Lights Consortium | Commercial and industrial retrofit program - Lighting and controls
Commercial | LED Stairwell fixture with integral occupancy sensor controls | 75 | To be eligible for incentives, fixtures must be installed in an 8,760 hour stairwell application with integral occupancy sensor control, setting lights to 50% output or less in control mode (not occupied). Not eligible for additional control incentive. Minimum of 27 Watts saved. Fixtures are required to be listed by Design Lights Consortium | Commercial and industrial retrofit program - Lighting and controls
Commercial | LED High and low bay high intensity fixtures and retrofit kits | 125 | Minimum wattage is 35 watts to149 watts. Recommended mounting height is > 16 feet above the floor. Minimum of 95 Watts saved. Fixtures are required to be listed by Design Lights Consortium | Commercial and industrial retrofit program - Lighting and controls
Commercial | LED High and low bay high intensity fixtures and retrofit kits | 175 | Minimum wattage is ≥ 150 watts. Recommended mounting height is > 16 feet above the floor. Minimum of 150 Watts saved. Fixtures are required to be listed by Design Lights Consortium | Commercial and industrial retrofit program - Lighting and controls
Commercial | LED Down light fixtures & retrofit kits | 25 | Eligible LED Down Lights are required to be less than 25 watts and hardwired or GU-24 (pin) base. Screw Base LED Down Light Retrofit Kits are also eligible. Replacement lamps not eligible. Minimum of 14 Watts saved. Fixtures are required to be listed by Design Lights Consortium | Commercial and industrial retrofit program - Lighting and controls
Commercial | LED Hardwired track heads or mono-point directional fixtures | 25 | LED track heads hardwired installations only, replacement lamps not eligible. Minimum of 30 Watts saved. Fixtures are required to be listed by Design Lights Consortium | Commercial and industrial retrofit program - Lighting and controls
Commercial | LED Directional and Omni-directional replacement lamps | 5 | Eligible LED Integral replacement lamps with screw or pin base. Lamps must operate a minimum of 2,000 hours annually. Minimum of 10 Watts saved. Fixtures are required to be listed by Design Lights Consortium | Commercial and industrial retrofit program - Lighting and controls
Commercial | LED Exit Fixtures | 5 | All materials and assembled units shall comply with all applicable codes and standards including (but not limited to) Federal/State/Local building, fire, and electrical codes, and may require designated egress lighting to comply with such codes. Exit sign retrofit kits are not eligible. Minimum of 15 Watts saved | Commercial and industrial retrofit program - Lighting and controls
Commercial | LED Cooler, freezer, or refrigerated 3' & 4' fixture | 40 | Minimum of 14 Watts saved. Fixtures are required to be listed by Design Lights Consortium | Commercial and industrial retrofit program - Lighting and controls
Commercial | LED Cooler, freezer, or refrigerated 5' & 6' fixture | 55 | Minimum of 23 Watts saved. Fixtures are required to be listed by Design Lights Consortium | Commercial and industrial retrofit program - Lighting and controls
Commercial | LED Garage & canopy fixtures & retrofit kits | 75 | LED Low Bay for Garages and Canopies 25-99 watts. Minimum of 60 Watts saved. Fixtures are required to be listed by Design Lights Consortium | Commercial and industrial retrofit program - Lighting and controls
Commercial | LED Garage & canopy fixtures & retrofit kits | 100 | LED Low Bay for Garages and Canopies greater than 99 watts. Minimum of 100 Watts saved. Fixtures are required to be listed by Design Lights Consortium | Commercial and industrial retrofit program - Lighting and controls
Commercial | LED Exterior wall, post, ground, and arm mount floods and fixtures & retrofit kits | 75 | Wattage range is 25 watts to 99 watts. Must be automatically controlled to avoid daylight operation. Minimum of 60 Watts saved. Fixtures are required to be listed by Design Lights Consortium | Commercial and industrial retrofit program - Lighting and controls
Commercial | LED Exterior wall, post, ground, and arm mount floods and fixtures & retrofit kits | 100 | Minimum wattage is 100 watts. Must be automatically controlled to avoid daylight operation. Minimum of 100 Watts saved. Fixtures are required to be listed by Design Lights Consortium | Commercial and industrial retrofit program - Lighting and controls
Commercial | LED Pole mounted parking or roadway fixtures & retrofit kits | 150 | Wattage range is 45 watts to 149 watts. Must be automatically controlled to avoid daylight operation. Minimum of 100 Watts saved. Fixtures are required to be listed by Design Lights Consortium | Commercial and industrial retrofit program - Lighting and controls
Commercial | LED Pole mounted parking or roadway fixtures & retrofit kits | 200 | Minimum wattage is 150 watts. Must be automatically controlled to avoid daylight operation. Minimum of 150 Watts saved. Fixtures are required to be listed by Design Lights Consortium | Commercial and industrial retrofit program - Lighting and controls
Commercial | LED New fixtures & retrofit kits | 20 | Minimum of 20 Watts saved. LED fixture categories not covered under other codes, or fixtures that do not meet minimum watt reduction in other codes. Fixtures are required to be listed by Design Lights Consortium or ENERGY STAR. Linear TLED Tubes are not eligible as code 99L | Commercial and industrial retrofit program - Lighting and controls
Commercial | Remote mounted occupancy sensor | $50 per control | Comply with manufacturer’s coverage recommendations. No manual “ON” overrides. Minimum controlled wattage of 90 W | Commercial and industrial retrofit program - Lighting and controls
Commercial | Wall mounted occupancy/ vacancy sensors | $20 per control | Occupancy Sensors must operate as Automatic On, and Automatic Off or Manual On and Off. Sensors are wall mounted devices only. Not recommended in multi stall restrooms, locker rooms, stairwells or rooms of greater than 250 square feet. Minimum controlled wattage of 45 W | Commercial and industrial retrofit program - Lighting and controls
Commercial | Daylight dimming system and/or occupancy controlled step-dimming system | $20 per fixture | Daylight: Must have continuous dimming or adjust to a minimum of 4 levels. Typical lamping is either a 28 or 32 watt T8 lamps. Step-Dimming: Ballast must be automatically controlled based on occupancy. Power consumption in low mode must not exceed 60%. Minimum controlled wattage of 45 W per fixture. | Commercial and industrial retrofit program - Lighting and controls
Commercial | Integral high bay fixture occupancy control systems | $20 per fixture | Fluorescent Ballast or LED Drivers must be automatically controlled based on occupancy. Systems with manual “ON” or override switches are not eligible. Occupancy sensors are integral (built into) or permanently attached to each fixture. Minimum controlled wattage of 45 W per fixture | Commercial and industrial retrofit program - Lighting and controls
Commercial | Photocell Sensors | $20 per control | Photocell sensor for exterior lighting systems, or lighting circuit, that would otherwise operate on 24 operate on 24 hours a day, 7 days a week (8,760 hours annually). Minimum controlled wattage of 30 W | Commercial and industrial retrofit program - Lighting and controls
Commercial | Electric motors - Open drip proof (ODP) | $75-$2,110 per motor depending on HP and efficiency | See form for efficiency rebates - https://www.eversource.com/content/docs/default-source/save-money-energy/retrofit-motor-incentives-2018.pdf?sfvrsn=f491c462_6 | Commercial and industrial retrofit program - Electric motors
Commercial | Electric motors - Totally enclosed fan cooled (TEFC) | $85-$3,295 per motor depending on HP and efficiency | See form for efficiency rebates - https://www.eversource.com/content/docs/default-source/save-money-energy/retrofit-motor-incentives-2018.pdf?sfvrsn=f491c462_6 | Commercial and industrial retrofit program - Electric motors
Commercial | Electric motors - Electronically commutated motors (ECM Motors) | $100 per motor | Installed on fans having over 2,000 hours use per year: Fan Powered Terminal Boxes, Refrigeration Fan Coils, or HVAC Supply Fans on small unitary equipment. | Commercial and industrial retrofit program - Electric motors
Commercial | Variable frequency drivers | $650 - $4,400 depending on HP controlled by VFD | See form for rebates amounts - https://www.eversource.com/content/docs/default-source/save-money-energy/retrofit-vfd-incentive-form-2018.pdf?sfvrsn=f691c462_6 | Commercial and industrial retrofit program - Variable frequency drivers
Commercial | Air compressors | 15 to 24 HP = $170 per HP 25 to 49 HP = $200 per HP 50 to 75 HP = $180 per HP |  | Commercial and industrial retrofit program - Compressed Air
Commercial | Air compressor storage | $2.75 per gallon of storage | System must meed minimum storage to be eligible, storage capacity ofver the maximum storage is not eligible for storage incentive. | Commercial and industrial retrofit program - Compressed Air
Commercial | Custom incentive | Undisclosed | See form for eligibility at https://www.eversource.com/content/docs/default-source/save-money-energy/retrofit-custom-incentive-form-2018.pdf?sfvrsn=b291c462_6 | Commercial and industrial retrofit program - Custom Projects
Commercial | Unitary AC and Split Systems (new condenser and new coil) | < 5.4 tons: tier 1 = $70 tier 2 = $125 ≥ 5.4 to < 11.25 tons: tier 1 = $50, tier 2 = $80 ≥ 11.25 to < 20 tons: tier 1 = $50, tier 2 = $80 ≥ 20 to < 63 tons: tier 1 = $30, tier 2 = $50 ≥ 63 tons = $50 | BTUH ranges may also dictate required minimum efficiencies Minimum efficiency requirements: < 5.4 tons: tier 1 = 14.0 SEER or 12.0 EER (split system), 14.0 SEER or 11.6 EER (packaged system); tier 2 = 15.0 SEER or 12.5 EER (split system), 15.0 SEER or 12.0 EER (packaged system) ≥ 5.4 to < 11.25 tons: tier 1 = 11.5 EER and 12.8 IEER; tier 2 = 12.0 EER and 13.8 IEER ≥ 11.25 to < 20 tons: tier 1 = 11.5 EER and 12.3 IEER; tier 2 = 12.0 EER and 13.0 IEER ≥ 20 to < 63 tons: tier 1 = 10.3 EER and 11.1 IEER; tier 2 = 10.6 EER and 12.1 IEER ≥ 63 tons = 10.2 EER and 11.4 IEER | New Equipment & Construction Program - 2018 HVAC Incentive
Commercial | Air to air heat pump systems | < 5.4 tons ductless split system: tier 1 = $200 tier 2 = $300 < 5.4 tons split system or packaged system: tier 1 = $70 tier 2 = $125 ≥ 5.4 to < 11.25 tons: tier 1 = $50, tier 2 = $80 ≥ 11.25 to < 20 tons: tier 1 = $50, tier 2 = $80 ≥ 20 tons: tier 1 = $30, tier 2 = $50 | BTUH ranges may also dictate required minimum efficiencies Minimum efficiency requirements: < 5.4 tons ductless split system: tier 1 = ≥ 20.0 SEER and 9.6 HSPF; tier 2 = ≥ 25.0 SEER and 12.0 HSPF < 5.4 tons : tier 1 = 14.0 SEER and 8.5 HSPF (split system), 14.0 SEER and 8.0 HSPF (packaged sytem); tier 2 = 15.0 SEER and 9.0 HSPF (split system), 15.0 SEER and 8.5 HSPF (packaged system) ≥ 5.4 to < 11.25 tons: tier 1 = 11.1 EER and 3.4 COP, tier 2 = 12.0 EER and 3.4 COP ≥ 11.25 to < 20 tons: tier 1 = 11.5 EER and 3.2 COP, tier 2 = 12.0 EER and 3.2 COP ≥ 20 tons: tier 1 = 10.5 EER and 3.2 COP, tier 2 = 10.8 EER and 3.2 COP | New Equipment & Construction Program - 2018 HVAC Incentive
Commercial | Water source heat pumps | ≤ 11.25 tons = $80 | BTUH ranges may also dictate required minimum efficiencies Minimum efficiency requirements: 14.0 EER and 4.6 COP | New Equipment & Construction Program - 2018 HVAC Incentive
Commercial | Ground water - water source heat pump equipment (open loop) | ≤ 11.25 tons = $150 | BTUH ranges may also dictate required minimum efficiencies Minimum efficiency requirements: 18.0 EER and 4.0 COP | New Equipment & Construction Program - 2018 HVAC Incentive
Commercial | Ground water - water source heat pump equipment (closed loop) | ≤ 11.25 tons = $150 | BTUH ranges may also dictate required minimum efficiencies Minimum efficiency requirements: 15.0 EER and 3.2 COP | New Equipment & Construction Program - 2018 HVAC Incentive
Commercial | Dual enthalpy economizer | $250 per | Outside air economizer utilitzing two enthalpy sensors (1 for outdoor & 1 for return air) | New Equipment & Construction Program - 2018 HVAC Incentive
Commercial | Demand control ventilation | $200 per | Outside air intake controlled based on CO2 sensor in space or return air | New Equipment & Construction Program - 2018 HVAC Incentive
Municipal | Furnace | 300 | Up to 150 MBH with ECM motor. Must have rating of AFUE ≥ 85% (oil) or 95% (propane) Limited time offer. AFUE: Annual Fuel Utilization Efficiency | 2018 Municipal High Efficiency Equipment Incentives
Municipal | Furnace | 450 | Up to 150 MBH with ECM motor. Must have rating of AFUE ≥ 90% (oil) or 97% (propane) Limited time offer | 2018 Municipal High Efficiency Equipment Incentives
Municipal | Condesning unit heater | 750 | Up to 300 MBH. Must have raiting of ≥ 90% thermal efficiency. Limited time offer | 2018 Municipal High Efficiency Equipment Incentives
Municipal | Boiler | 1000 | Up to 300 MBH. Must have rating of AFUE ≥ 85% (oil) or 90% (propane) Limited time offer | 2018 Municipal High Efficiency Equipment Incentives
Municipal | Boiler | 1500 | Up to 300 MBH. Must have rating of AFUE ≥ 87% (oil) or 95% (propane) Limited time offer | 2018 Municipal High Efficiency Equipment Incentives
Municipal | Boiler | 2000 | 301 to 499 MBH. Must have rating of AFUE ≥ 85% (oil) or 90% (propane) Limited time offer | 2018 Municipal High Efficiency Equipment Incentives
Municipal | Boiler | 4000 | 500 to 999 MBH. Must have rating of AFUE ≥ 85% (oil) or 90% (propane) Limited time offer | 2018 Municipal High Efficiency Equipment Incentives
Municipal | Boiler | 7500 | 1000 to 1700 MBH. Must have rating of AFUE ≥ 85% (oil) or 90% (propane) Limited time offer | 2018 Municipal High Efficiency Equipment Incentives
Municipal | Boiler | 10000 | 1701 to 2000 MBH. Must have rating of AFUE ≥ 85% (oil) or 90% (propane) Limited time offer | 2018 Municipal High Efficiency Equipment Incentives
Municipal | Condesning boiler with on-demand hot water combo | 1200 | Must have AFUE ≥ 90% Limited time offer | 2018 Municipal High Efficiency Equipment Incentives
Municipal | On demand tankless water heater with electric ignition | 800 | Must have energy factor ≥ 0.94 and must be ENERGY STAR certified Limited time offer. | 2018 Municipal High Efficiency Equipment Incentives
Municipal | Heat pump electric water heater | 500 | Must have energy factor ≥ 2.3 and must be ENERGY STAR certified Limited time offer. | 2018 Municipal High Efficiency Equipment Incentives
Municipal | Condensing stand alone water heater | 500 | 75 to 300 MBH. Must have ≥ 95% thermal efficiency Limited time offer | 2018 Municipal High Efficiency Equipment Incentives
Municipal | High efficiency indirect water heaters | 400 | Must be greater than ≥ 40 gal Limited time offer | 2018 Municipal High Efficiency Equipment Incentives
Municipal | After market boil reset controls - water heaters | $225 each | Limited time offer | 2018 Municipal High Efficiency Equipment Incentives
Municipal | Steam traps (new or rebuild kits) - water heaters | $50 each | Limited time offer | 2018 Municipal High Efficiency Equipment Incentives
Municipal | 7 day programmable thermostats for water heaters | $25 each | Limited time offer | 2018 Municipal High Efficiency Equipment Incentives
Municipal | Wi-Fi enabled thermostats for water heaters | $100 each | Limited time offer | 2018 Municipal High Efficiency Equipment Incentives
Commercial | Air cooled chillers | $20.00 per ton + $3.25 performance incentive per ton | Incentive is available only for comfort cooling applications operating for a minimum of 800 EFLH or 1500 run hours. Process chillers or chillers equipped with variable speed drives must be evaluated as a custom incentive. Performance incentives are not to exceed a maximum of 2 times the base rebate. Performance incentives are based on EER and calculated as follows: (proposed chiller efficiency - minimum performance requirements) x 10 x net tons of chiller x $3.25 Minimum performance requirements are as follows: Chillers < 150 tons = EER: FL: 10.52 or IPLV: 13.75 Chillers ≥ 150 tons = EER: FL: 10.52 or IPLV: 14.03 | New Equipment & Construction Program - 2018 Chiller Incentive
Commercial | Water cooled chillers - rotary screw & scroll | < 75 tons = $13.00 per ton + $3 performance incentive per ton ≥ 75 tons and < 150 tons = $11.00 per ton + $2.50 performance incentive per ton ≥ 150 tons = $18.00 per ton + $3 performance incentive per ton | Incentive is available only for comfort cooling applications operating for a minimum of 800 EFLH or 1500 run hours. Process chillers or chillers equipped with variable speed drives must be evaluated as a custom incentive. Water cooled chillers must be equipped with condenser water reset strategy. Performance incentives are not to exceed a maximum of 2 times the base rebate. Performance incentives are based on kW/ton and calculated as follows: (minimum performance requirements - proposed chiller efficiency) x 100 x net tons of chiller x performance incentive dollar amount per ton Minimum performance requirements are as follows: < 75 tons = kW/ton: FL: 0.702, IPLV: 0.540 ≥ 75 tons and < 150 tons = kW/ton: FL: 0.698, IPLV: 0.527 ≥ 150 tons and < 300 tons = kW/ton: FL: 0.612, IPLV: 0.486 ≥ 300 tons = kW/ton: FL: 0.588, IPLV: 0.441 | New Equipment & Construction Program - 2018 Chiller Incentive
Commercial | Water cooled chillers - centrifugal | < 150 tons = $20.00 per ton + $3.50 performance incentive per ton ≥ 150 tons and < 300 tons = $17.00 per ton + $1.25 performance incentive per ton ≥ 300 tons = $10.00 per ton + $1.75 performance incentive per ton | Incentive is available only for comfort cooling applications operating for a minimum of 800 EFLH or 1500 run hours. Process chillers or chillers equipped with variable speed drives must be evaluated as a custom incentive. Water cooled chillers must be equipped with condenser water reset strategy. Performance incentives are not to exceed a maximum of 2 times the base rebate. Performance incentives are based on kW/ton and calculated as follows: (minimum performance requirements - proposed chiller efficiency) x 100 x net tons of chiller x performance incentive dollar amount per ton Minimum performance requirements are as follows: < 150 tons = kW/ton: FL: 0.571, IPLV: 0.405 ≥ 150 tons and < 300 tons = kW/ton: FL: 0.518, IPLV: 0.360 ≥ 300 tons = kW/ton: FL: 0.513, IPLV: 0.360 | New Equipment & Construction Program - 2018 Chiller Incentive
Commercial | Electrical energy efficiency project - RFP | Incentive amount is proposed by customer | Customers with a minimum monthly demand of 350 kW may submit a RFP for an eletrical energy efficiency project at a commercial and/or industrial facility. The proposal must identify the incentive amount required from Eversource to go through with the project(s). Proposals will be evaluated based pon a benefit/cost review and other project considerations. Ineligible project measures include: new construction projects, any power-producing projects (such as co-generation), fuel switching, any repair or maintenance projects, or any technology with a measure lifetime of less than three years. For more information on project proposals, schedules, and bidder's packages can be found at https://www.eversource.com/content/nh/business/save-money-energy/manage-energy-costs-usage/smart-energy-solutions/energy-rewards-rfp-program | Energy Rewards RFP Program
Sources:
https://www.eversource.com/content/nh/residential/save-money-energy/manage-energy-costs-usage/rebates-incentives
https://www.eversource.com/content/nh/business/save-money-energy/manage-energy-costs-usage/smart-energy-solutions
https://nhsaves.com/programs/

## Massachusetts
Program Administrator: NATIONAL GRID
Sector | Measure | Incentive ($) | Additional Details | Program
Commercial | Condensing Storage, On-Demand Tankless, Indirect, Condensing Hot Water Boiler Water Heaters | Increases availability and knowledge of high-efficiency water heaters | Condensing Storage = Energy Factor ≥ 0.67 or UEF ≥ 0.68 or Thermal Efficiency ≥ 90%; On-demand Tankless = Energy Factor ≥ 0.82 or UEF ≥ 0.81; Indirect = All models; Condensing Hot Water Boilers = Thermal Efficiency ≥ 85% | C&I Upstream Natural Gas Water Heater Initiative
Commercial | Air-cooled Air Conditioning and Heat Pump Systems Water-cooled Air Conditioning and Heat Pump Systems Ductless Mini and Multi-Split Systems Dual Enthalpy Economizer Controls ECM Circulator Pumps Variable Refrigerant Flow Systems | Ensures that high-efficiency equipment is available, including emergency replacement situations, and prevents delivery delays with back-ordered equipment. | Creates ease of access to high-efficiency commercial HVAC equipment for commercial and industrial customers in Massachusetts and Rhode Island, even in emergency replacement situations | Commercial and Industrial Upstream HVAC Program
Commercial | 1x4 LED Troffer -Premium | 40 | Time of sale rebate. Commercial site and contractor information must be given to distributor. Must be installed within 30 days of purchase. Minimum customer contribution = $2 | Mass Save - Bright Opportunities Lighting Program
Commercial | 1x4 LED Troffer -Standard | 35 | Time of sale rebate. Commercial site and contractor information must be given to distributor. Must be installed within 30 days of purchase. Minimum customer contribution = $2 | Mass Save - Bright Opportunities Lighting Program
Commercial | 1x4 LED Troffer w/ Controls DLC Premium | 85 | Time of sale rebate. Commercial site and contractor information must be given to distributor. Must be installed within 30 days of purchase. Minimum customer contribution = $2 | Mass Save - Bright Opportunities Lighting Program
Commercial | 1x4 LED Troffer w/ Controls DLC Standard | 75 | Time of sale rebate. Commercial site and contractor information must be given to distributor. Must be installed within 30 days of purchase. Minimum customer contribution = $2 | Mass Save - Bright Opportunities Lighting Program
Commercial | 2x2 LED Troffer -Premium | 40 | Time of sale rebate. Commercial site and contractor information must be given to distributor. Must be installed within 30 days of purchase. Minimum customer contribution = $2 | Mass Save - Bright Opportunities Lighting Program
Commercial | 2x2 LED Troffer -Standard | 35 | Time of sale rebate. Commercial site and contractor information must be given to distributor. Must be installed within 30 days of purchase. Minimum customer contribution = $2 | Mass Save - Bright Opportunities Lighting Program
Commercial | 2x2 LED Troffer w/ Controls DLC Premium | 85 | Time of sale rebate. Commercial site and contractor information must be given to distributor. Must be installed within 30 days of purchase. Minimum customer contribution = $2 | Mass Save - Bright Opportunities Lighting Program
Commercial | 2x2 LED Troffer w/ Controls DLC Standard | 75 | Time of sale rebate. Commercial site and contractor information must be given to distributor. Must be installed within 30 days of purchase. Minimum customer contribution = $2 | Mass Save - Bright Opportunities Lighting Program
Commercial | 2x4 LED Troffer -Premium | 40 | Time of sale rebate. Commercial site and contractor information must be given to distributor. Must be installed within 30 days of purchase. Minimum customer contribution = $2 | Mass Save - Bright Opportunities Lighting Program
Commercial | 2x4 LED Troffer -Standard | 35 | Time of sale rebate. Commercial site and contractor information must be given to distributor. Must be installed within 30 days of purchase. Minimum customer contribution = $2 | Mass Save - Bright Opportunities Lighting Program
Commercial | 2x4 LED Troffer w/ Controls DLC Premium | 85 | Time of sale rebate. Commercial site and contractor information must be given to distributor. Must be installed within 30 days of purchase. Minimum customer contribution = $2 | Mass Save - Bright Opportunities Lighting Program
Commercial | 2x4 LED Troffer w/ Controls DLC Standard | 75 | Time of sale rebate. Commercial site and contractor information must be given to distributor. Must be installed within 30 days of purchase. Minimum customer contribution = $2 | Mass Save - Bright Opportunities Lighting Program
Commercial | Exterior LED > 200W | 110 | Time of sale rebate. Commercial site and contractor information must be given to distributor. Must be installed within 30 days of purchase. Minimum customer contribution = $2 | Mass Save - Bright Opportunities Lighting Program
Commercial | Exterior LED 100-199W | 80 | Time of sale rebate. Commercial site and contractor information must be given to distributor. Must be installed within 30 days of purchase. Minimum customer contribution = $2 | Mass Save - Bright Opportunities Lighting Program
Commercial | Exterior LED 20-99W | 50 | Time of sale rebate. Commercial site and contractor information must be given to distributor. Must be installed within 30 days of purchase. Minimum customer contribution = $2 | Mass Save - Bright Opportunities Lighting Program
Commercial | G23 LED | 9 | Time of sale rebate. Commercial site and contractor information must be given to distributor. Must be installed within 30 days of purchase. Minimum customer contribution = $2 | Mass Save - Bright Opportunities Lighting Program
Commercial | G24 LED | 10 | Time of sale rebate. Commercial site and contractor information must be given to distributor. Must be installed within 30 days of purchase. Minimum customer contribution = $2 | Mass Save - Bright Opportunities Lighting Program
Commercial | High/Low Bay LED > 200W | 200 | Time of sale rebate. Commercial site and contractor information must be given to distributor. Must be installed within 30 days of purchase. Minimum customer contribution = $2 | Mass Save - Bright Opportunities Lighting Program
Commercial | High/Low Bay LED 100-199W | 150 | Time of sale rebate. Commercial site and contractor information must be given to distributor. Must be installed within 30 days of purchase. Minimum customer contribution = $2 | Mass Save - Bright Opportunities Lighting Program
Commercial | High/Low Bay LED 20-99W | 125 | Time of sale rebate. Commercial site and contractor information must be given to distributor. Must be installed within 30 days of purchase. Minimum customer contribution = $2 | Mass Save - Bright Opportunities Lighting Program
Commercial | LED - A-Line, 40/60 watt equivalent | 3 | Time of sale rebate. Commercial site and contractor information must be given to distributor. Must be installed within 30 days of purchase. Minimum customer contribution = $2 | Mass Save - Bright Opportunities Lighting Program
Commercial | LED - A-Line, 75/100 watt equivalent | 7 | Time of sale rebate. Commercial site and contractor information must be given to distributor. Must be installed within 30 days of purchase. Minimum customer contribution = $2 | Mass Save - Bright Opportunities Lighting Program
Commercial | LED - Decoratives (Globes, Candles, B-Shapes) | 4 | Time of sale rebate. Commercial site and contractor information must be given to distributor. Must be installed within 30 days of purchase. Minimum customer contribution = $2 | Mass Save - Bright Opportunities Lighting Program
Commercial | LED - PAR16 or MR16 (pin or GU10 Base type) | 9 | Time of sale rebate. Commercial site and contractor information must be given to distributor. Must be installed within 30 days of purchase. Minimum customer contribution = $2 | Mass Save - Bright Opportunities Lighting Program
Commercial | LED - PAR20/R20 | 8 | Time of sale rebate. Commercial site and contractor information must be given to distributor. Must be installed within 30 days of purchase. Minimum customer contribution = $2 | Mass Save - Bright Opportunities Lighting Program
Commercial | LED - PAR30 or BR30 or R30 | 14 | Time of sale rebate. Commercial site and contractor information must be given to distributor. Must be installed within 30 days of purchase. Minimum customer contribution = $2 | Mass Save - Bright Opportunities Lighting Program
Commercial | LED - PAR38 or BR40 or R40 | 18 | Time of sale rebate. Commercial site and contractor information must be given to distributor. Must be installed within 30 days of purchase. Minimum customer contribution = $2 | Mass Save - Bright Opportunities Lighting Program
Commercial | LED - Stairwell Kit Low Output w/Sensor (250- 5,000 lumens) | 75 | Time of sale rebate. Commercial site and contractor information must be given to distributor. Must be installed within 30 days of purchase. Minimum customer contribution = $2 | Mass Save - Bright Opportunities Lighting Program
Commercial | LED - Stairwell Kit Mid Output w/Sensor (5,000-10,000 lumens) | 100 | Time of sale rebate. Commercial site and contractor information must be given to distributor. Must be installed within 30 days of purchase. Minimum customer contribution = $2 | Mass Save - Bright Opportunities Lighting Program
Commercial | LED down-light kit less than 25W | 15 | Time of sale rebate. Commercial site and contractor information must be given to distributor. Must be installed within 30 days of purchase. Minimum customer contribution = $2 | Mass Save - Bright Opportunities Lighting Program
Commercial | T5 LED 4' (UL Type A replacement ONLY) | 8 | Time of sale rebate. Commercial site and contractor information must be given to distributor. Must be installed within 30 days of purchase. Minimum customer contribution = $2 | Mass Save - Bright Opportunities Lighting Program
Commercial | T8 LED 4’ & 2’ (UL Type A replacement ONLY) | 3 | Time of sale rebate. Commercial site and contractor information must be given to distributor. Must be installed within 30 days of purchase. Minimum customer contribution = $2 | Mass Save - Bright Opportunities Lighting Program
Commercial | U-Bend LED 4' (UL Type A replacement ONLY) | 8 | Time of sale rebate. Commercial site and contractor information must be given to distributor. Must be installed within 30 days of purchase. Minimum customer contribution = $2 | Mass Save - Bright Opportunities Lighting Program
Commercial | Commercial Dishwashers | $100-$250 | Low Temp – Under Counter = $250 Low Temp – Door Type = $250 Low Temp – Single Tank Conveyor = $100 Low Temp – Multi Tank Conveyor = $100 High Temp – Under Counter = $250 High Temp – Door Type = $250 High Temp – Single Tank Conveyor = $100 High Temp – Multi Tank Conveyor = $100 High Temp – Pot, Pan, Utensil = $100 | Mass Save - Electric Kitchen Equipment
Commercial | Commercial Electric Oven - Combination Oven | 2000 |  | Mass Save - Electric Kitchen Equipment
Commercial | Commercial Electric Oven - Convection Oven | 500 |  | Mass Save - Electric Kitchen Equipment
Commercial | Commercial Fryers | 150 | For standard or large vat | Mass Save - Electric Kitchen Equipment
Commercial | Commercial Griddles | 400 |  | Mass Save - Electric Kitchen Equipment
Commercial | Commercial Steam Cookers | 1000 |  | Mass Save - Electric Kitchen Equipment
Commercial | Hot Food Holding Cabinets | $600-$900 | $900 for full size; $750 for 3/4 size; $600 for half size | Mass Save - Electric Kitchen Equipment
Commercial | Ice Machine: Making Head | 250 |  | Mass Save - Electric Kitchen Equipment
Commercial | Ice Machine: Remote Cond./Split unit | 200 |  | Mass Save - Electric Kitchen Equipment
Commercial | Ice Machine: Self Contained | 100 |  | Mass Save - Electric Kitchen Equipment
Commercial | Pre-Rinse Spray Valve (retrofit) | 25 |  | Mass Save - Electric Kitchen Equipment
Commercial | Custom Measures - Existing Buildings | Custom incentives | All applications for incentives under the Custom Application Process require sound documentation of the proposed cost, projected electricity and/or natural gas savings and the related non energy savings. | Mass Save - Existing Buildings
Commercial | Glass Front Refrigerated Coolers | 115 | Must be installed on vending/cooler equipment scheduled to remain in service for a minimum of 5 years | Mass Save - Existing Buildings
Commercial | Non-Refrigerated Snack Vending Machine | 45 | Must be installed on vending/cooler equipment scheduled to remain in service for a minimum of 5 years | Mass Save - Existing Buildings
Commercial | Refrigerated Beverage Vending Machine | 115 | Must be installed on vending/cooler equipment scheduled to remain in service for a minimum of 5 years | Mass Save - Existing Buildings
Commercial | Adaptive LED Indoor Troffer: 1x4, 2x2, 2x4 Fixtures compatible with integral occupancy, photocell sensors and network controls | $65-$75 | $65 DLC standard; $75 DLC premium; Smart LED Interior Fixtures that are wirelessly configurable and adapt to use patterns. Require a remote control or a phone app to initialize, configure and commission. Must meet DLC Technical Requirements #7. Not eligible if distributor-level incentives have been received. Min 33 watts saved. | Mass Save - Existing Buildings - Lighting Systems and Sensors
Commercial | Daylight Dimming System and/or Occupancy Controlled Dimming System | 15 | Per fixture. Ballast or LED drivers must be automatically controlled based on occupancy or daylight levels. Controlled wattage = 25 per fixure. | Mass Save - Existing Buildings - Lighting Systems and Sensors
Commercial | Integral Fixture Mounted Dual Sensors and Network-Capable Controls | 30 | Per fixture. Able to be programmed, configured, networked, and addressable. With motion and photocell/ambient light sensors along with embedded programming. System to control motion response, illumination levels and scheduling. Only one incentive per fixture. Controlled wattage = 300 (total wattage of networked group). | Mass Save - Existing Buildings - Lighting Systems and Sensors
Commercial | Integral Occupancy Sensor for High Bay Fixtures | 25 | Fluorescent ballasts or LED drivers must be automatically controlled based on occupancy. Systems with manual “ON” or override switches are not eligible. Occupancy sensors must be integral to (built into) or permanently attached to each fixture. Controlled wattage = 70 per fixture. | Mass Save - Existing Buildings - Lighting Systems and Sensors
Commercial | Interior Integral Fixture Mounted Dual Sensors | 20 | Per fixture. With motion and photocell/ambient light sensors. System to control motion response and illumination levels. Only one incentive per fixture. Controlled wattage = 25 per fixture | Mass Save - Existing Buildings - Lighting Systems and Sensors
Commercial | LED Display Case: Cooler , Freezer Case or Refrigerated Shelving Fixtures – 5’ & 6’ Fixture | $50-$60 | Required to be listed by the Design Lights Consortium and must meet DLC Technical Requirements #6. Min 23 watts saved. | Mass Save - Existing Buildings - Lighting Systems and Sensors
Commercial | LED Display Case: Cooler, Freezer Case or Refrigerated Shelving Fixtures – 3’ & 4’ Fixture | $30-$40 | Required to be listed by the Design Lights Consortium and must meet DLC Technical Requirements #6. Min 14 watts saved. | Mass Save - Existing Buildings - Lighting Systems and Sensors
Commercial | LED Down Light Fixtures – Hard Wired or GU-24 (≥50W) | 150 | Required to be hardwired or GU-24 base fixtures greater than or equal to 50 watts and listed as a Commercial LED product by Energy Star. Min 150 watts saved. | Mass Save - Existing Buildings - Lighting Systems and Sensors
Commercial | LED Down Light Fixtures – Hard Wired or GU-24 base (≥25W-49W) | 75 | Required to be hardwired or GU-24 base fixtures ≥25 watts up to a maximum of 49 watts and listed as a Commercial LED product by Energy Star. Min 75 watts saved. | Mass Save - Existing Buildings - Lighting Systems and Sensors
Commercial | LED Fixtures and Retrofit Kits for Parking Garage and Fuel Pump Canopy Luminaires (>=100W) | $150-$200 | $150 DLC standard; $200 DLC premium; Surface, Regressed, Canopy Mounted Vapor Tight Fixtures required to be listed by DLC and must meet DLC Technical Requirements Criteria #1, #2, #3 or if a retrofit kit #10, #11, or #12 for retrofit kit with ingress protection IP65 rating. Min 100 watts saved. | Mass Save - Existing Buildings - Lighting Systems and Sensors
Commercial | LED Fixtures and Retrofit Kits for Parking Garage and Fuel Pump Canopy Luminaires (20W to 99W) | $100-$150 | $100 DLC standard; $150 DLC premium; Surface, Regressed, Canopy Mounted Vapor Tight Fixtures required to be listed by DLC and must meet DLC Technical Requirements Criteria #1, #2, #3 or if a retrofit kit #10, #11, or #12 for retrofit kit with ingress protection IP65 rating. Min 60 watts saved. | Mass Save - Existing Buildings - Lighting Systems and Sensors
Commercial | LED Four-foot Linear Retrofit Tube Kits | 25 | One incentive per fixture. LED tubes that use the existing bi-pin fluorescent sockets are not eligible. Required to be listed by DLC and must meet DLC Technical Requirements #17 (UL Type C only) or #14 (Linear Retrofit Kits). Min 20 watts saved. | Mass Save - Existing Buildings - Lighting Systems and Sensors
Commercial | LED Indoor Troffer and Indoor Retrofit Kits: 1x4, 2x2, and 2x4 | $50-$60 | $50 DLC standard; $60 DLC premium; Retrofit kits are eligible for this incentive. Required to be listed by DLC and must meet DLC Technical Requirements #7 or if a retrofit kit #14 (Integrated Retrofit Kits only) or #15. Not eligible if distributor-level incentives have been received. Min 27 watts saved. | Mass Save - Existing Buildings - Lighting Systems and Sensors
Commercial | LED Indoor Troffer: 1x4, 2x2, and 2x4 | $60-$70 | $60 DLC standard; $70 DLC premium; Retrofit kits are NOT eligible for this incentive. Required to be listed by DLC and must meet DLC Technical Requirements #7. Not eligible if distributor-level incentives have been received. Min 33 watts saved. | Mass Save - Existing Buildings - Lighting Systems and Sensors
Commercial | LED Interior Directional: Wallwash/Wall Grazing Fixture | $50-$60 | $50 DLC standard; $60 DLC premium; surface or recessed mounted. Retrofit kits are eligible for this incentive. Required to be listed by DLC or must meet DLC Technical Requirements #5. Min 27 watts saved. | Mass Save - Existing Buildings - Lighting Systems and Sensors
Commercial | LED Interior High Bay (>=200W) | $300-$350 | $300 DLC standard; $350 DLC premium; Required to be listed by DLC and must meet DLC Technical Requirements #9. Only one incentive per fixture. Min 400 watts saved. | Mass Save - Existing Buildings - Lighting Systems and Sensors
Commercial | LED Interior High Bay/Low Bay (100W - 199W) | $200-$250 | $200 DLC standard; $250 DLC premium; Retrofit kits are eligible for this incentive. Required to be listed by DLC and must meet DLC Technical Requirements #9 or if a retrofit kit #16. Only one incentive per fixture or retrofit kit. Min 150 watts saved. | Mass Save - Existing Buildings - Lighting Systems and Sensors
Commercial | LED Interior High Bay/Low Bay (20W - 99W) | $100-$150 | $100 DLC standard; $150 DLC premium; Retrofit kits are eligible for this incentive. Required to be listed by DLC and must meet DLC Technical Requirements #9 or if a retrofit kit #16. Only one incentive per fixture or retrofit kit. Min 60 watts saved. | Mass Save - Existing Buildings - Lighting Systems and Sensors
Commercial | LED Landscape/Accent/Architectural Floods & Spot, Exterior Stairway, Step Light and Bollard Fixtures. | $50-$75 | $50 DLC standard; $75 DLC premium; Retrofit kits are eligible for this incentive. Required to be listed by DLC or must meet DLC Technical Requirements #1, #2, or #3. Min 25 watts saved. | Mass Save - Existing Buildings - Lighting Systems and Sensors
Commercial | LED Landscape/Accent/Architectural Floods & Spot, Exterior Stairway, Step Light and Bollard Fixtures. | $100-$125 | $100 DLC standard; $125 DLC premium; Retrofit kits are eligible for this incentive. Required to be listed by DLC or must meet DLC Technical Requirements #1, #2, or #3. Min 50 watts saved. | Mass Save - Existing Buildings - Lighting Systems and Sensors
Commercial | LED Linear Ambient: Direct or with Indirect Component | $60-$70 | $60 DLC standard; $70 DLC premium; Required to be listed by DLC and must meet DLC Technical Requirements #8. Retrofit kits are NOT eligible for this incentive. Min 33 watts saved. | Mass Save - Existing Buildings - Lighting Systems and Sensors
Commercial | LED Mogel Screw-Base (E39) Replacement for HID Lamps | 50 | Required to be listed by DLC and must meet DLC Technical Requirements #20, #21, or #24. Min 100 watts saved. | Mass Save - Existing Buildings - Lighting Systems and Sensors
Commercial | LED Mogel Screw-Base (E39) Replacement for HID Lamps - High Output | 75 | Required to be listed by the Design Lights Consortium and must meet DLC Techni- cal Requirements #22 or #23. Min 200 watts saved. | Mass Save - Existing Buildings - Lighting Systems and Sensors
Commercial | LED Outdoor Wall-Mounted /Pole/ArmMounted Area Fixtures (>=200W) | $200-$300 | $200 DLC standard; $300 DLC premium; Retrofit kits are NOT eligible for this incentive. Required to be listed by DLC and must meet DLC Technical Requirements #1, #2, or #3 or #4. Min 400 watts saved. | Mass Save - Existing Buildings - Lighting Systems and Sensors
Commercial | LED Outdoor Wall-Mounted /Pole/ArmMounted Area Fixtures (100W-199W) | $150-$200 | $150 DLC standard; $200 DLC premium; Retrofit kits are eligible for this incentive. Required to be listed by DLC and must meet DLC Technical Requirements #1, #2, #3 or if a retrofit kit #10, #11, #12, or #13. Min 150 watts saved. | Mass Save - Existing Buildings - Lighting Systems and Sensors
Commercial | LED Outdoor Wall-Mounted /Pole/ArmMounted Area Fixtures (20W-99W) | $75-$100 | $75 DLC standard; $100 DLC premium; Retrofit kits are eligible for this incentive. Required to be listed by DLC and must meet DLC Technical Requirements #1, #2, #3 or if a retrofit kit #10, #11, or #12. Min 60 watts saved. | Mass Save - Existing Buildings - Lighting Systems and Sensors
Commercial | LED Track or Mono-Point Directional Fixtures | $20-$30 | $20 DLC standard; $30 DLC premium; Required to be listed by Design Lights Consortium and must meet DLC Technical Requirements #5. Min 30 watts saved. | Mass Save - Existing Buildings - Lighting Systems and Sensors
Commercial | LED Two-foot and Four-foot Linear Retrofit Tube Kits | 15 | One incentive per fixture. LED tubes that use the existing bi-pin fluorescent sockets are not eligible. Required to be listed by DLC and must meet DLC Technical Requirements #17, #18, #19 (UL Type C only) or #14 (Linear Retrofit Kits). Min 10 watts saved | Mass Save - Existing Buildings - Lighting Systems and Sensors
Commercial | Outdoor Integral Fixture Mounted Programmable Controller | 50 | May be NEMA mounted. To be programmable and able to report, monitor, schedule, and control lamp/driver illumination levels. Communication capable between fixtures and a centralized network. System allows network communication to receive and transmit data for configuring groups, addressability, reporting and advanced scheduling. Only one incentive per networked fixture. Controlled wattage = 400 (total wattage of networked group) | Mass Save - Existing Buildings - Lighting Systems and Sensors
Commercial | Photocell Sensors (exterior lighting systems on 24/7) | 25 | Or Hard-Wired Astronomical Timer controlled for lighting systems that operate on 24 hours a day, 7 days a week (8,760 hours annually), Controlled wattage = 50 | Mass Save - Existing Buildings - Lighting Systems and Sensors
Commercial | Remote Mounted Occupancy Sensor | 30 | Comply with manufacturer’s coverage recommendations. Ceiling mounted control. No manual “ON” overrides permitted. Controlled wattage = 55 | Mass Save - Existing Buildings - Lighting Systems and Sensors
Commercial | Wall Mounted Occupancy Sensors | 20 | Must operate as Automatic On and Off. Sensors are wall mounted devices only. Vacancy Sensors with Manual ON/OFF options are allowed, however, manual “ON” overrides are not permitted. Controlled wattage = 25. | Mass Save - Existing Buildings - Lighting Systems and Sensors
Commercial | Cooling Tower Fan (Single Speed only) | $1,000-$8,500 | 1-3 HP = $1,000; 15 HP = $2,200; 30 HP = $3,800; 60 HP = $6,400; 5-7.5 HP = $1,400; 20 HP = $2,600; 40 HP = $4,600; 75 HP = $7,500; 10 HP = $1,800; 25 HP = $3,200; 50 HP = $5,400; 100-150 HP = $8,500 | Mass Save - Existing Buildings - VSD
Commercial | Electronically Commutated Motors (ECM) For Fan Powered Boxes & Fan Coils or HVAC Supply Fans only | 100 |  | Mass Save - Existing Buildings - VSD
Commercial | VSD - Boiler Draft Fan | $1,000-$8,500 | 1-3 HP = $1,000; 15 HP = $2,200; 30 HP = $3,800; 60 HP = $6,400; 5-7.5 HP = $1,400; 20 HP = $2,600; 40 HP = $4,600; 75 HP = $7,500; 10 HP = $1,800; 25 HP = $3,200; 50 HP = $5,400; 100-150 HP = $8,500 | Mass Save - Existing Buildings - VSD
Commercial | VSD - Boiler Feed Water Pump | $1,000-$8,500 | 1-3 HP = $1,000; 15 HP = $2,200; 30 HP = $3,800; 60 HP = $6,400; 5-7.5 HP = $1,400; 20 HP = $2,600; 40 HP = $4,600; 75 HP = $7,500; 10 HP = $1,800; 25 HP = $3,200; 50 HP = $5,400; 100-150 HP = $8,500 | Mass Save - Existing Buildings - VSD
Commercial | VSD - Building Exhaust Fan | $1,000-$8,500 | 1-3 HP = $1,000; 15 HP = $2,200; 30 HP = $3,800; 60 HP = $6,400; 5-7.5 HP = $1,400; 20 HP = $2,600; 40 HP = $4,600; 75 HP = $7,500; 10 HP = $1,800; 25 HP = $3,200; 50 HP = $5,400; 100-150 HP = $8,500 | Mass Save - Existing Buildings - VSD
Commercial | VSD - Chilled / Cond Water Pump | $1,000-$8,500 | 1-3 HP = $1,000; 15 HP = $2,200; 30 HP = $3,800; 60 HP = $6,400; 5-7.5 HP = $1,400; 20 HP = $2,600; 40 HP = $4,600; 75 HP = $7,500; 10 HP = $1,800; 25 HP = $3,200; 50 HP = $5,400; 100-150 HP = $8,500 | Mass Save - Existing Buildings - VSD
Commercial | VSD - Hot Water Circ Pump | $1,000-$8,500 | 1-3 HP = $1,000; 15 HP = $2,200; 30 HP = $3,800; 60 HP = $6,400; 5-7.5 HP = $1,400; 20 HP = $2,600; 40 HP = $4,600; 75 HP = $7,500; 10 HP = $1,800; 25 HP = $3,200; 50 HP = $5,400; 100-150 HP = $8,500 | Mass Save - Existing Buildings - VSD
Commercial | VSD - HVAC Return Air Fan | $1,000-$8,500 | 1-3 HP = $1,000; 15 HP = $2,200; 30 HP = $3,800; 60 HP = $6,400; 5-7.5 HP = $1,400; 20 HP = $2,600; 40 HP = $4,600; 75 HP = $7,500; 10 HP = $1,800; 25 HP = $3,200; 50 HP = $5,400; 100-150 HP = $8,500 | Mass Save - Existing Buildings - VSD
Commercial | VSD - HVAC Supply Air Fan | $1,000-$8,500 | 1-3 HP = $1,000; 15 HP = $2,200; 30 HP = $3,800; 60 HP = $6,400; 5-7.5 HP = $1,400; 20 HP = $2,600; 40 HP = $4,600; 75 HP = $7,500; 10 HP = $1,800; 25 HP = $3,200; 50 HP = $5,400; 100-150 HP = $8,500 | Mass Save - Existing Buildings - VSD
Commercial | VSD - Make-up Air Fan | $1,000-$8,500 | 1-3 HP = $1,000; 15 HP = $2,200; 30 HP = $3,800; 60 HP = $6,400; 5-7.5 HP = $1,400; 20 HP = $2,600; 40 HP = $4,600; 75 HP = $7,500; 10 HP = $1,800; 25 HP = $3,200; 50 HP = $5,400; 100-150 HP = $8,500 | Mass Save - Existing Buildings - VSD
Commercial | VSD - Process Cooling Pump | $1,000-$8,500 | 1-3 HP = $1,000; 15 HP = $2,200; 30 HP = $3,800; 60 HP = $6,400; 5-7.5 HP = $1,400; 20 HP = $2,600; 40 HP = $4,600; 75 HP = $7,500; 10 HP = $1,800; 25 HP = $3,200; 50 HP = $5,400; 100-150 HP = $8,500 | Mass Save - Existing Buildings - VSD
Commercial | VSD - Process Exhaust and Make-up Fan | $1,000-$8,500 | 1-3 HP = $1,000; 15 HP = $2,200; 30 HP = $3,800; 60 HP = $6,400; 5-7.5 HP = $1,400; 20 HP = $2,600; 40 HP = $4,600; 75 HP = $7,500; 10 HP = $1,800; 25 HP = $3,200; 50 HP = $5,400; 100-150 HP = $8,500 | Mass Save - Existing Buildings - VSD
Commercial | VSD - WS Heat Pump Circ Loop | $1,000-$8,500 | 1-3 HP = $1,000; 15 HP = $2,200; 30 HP = $3,800; 60 HP = $6,400; 5-7.5 HP = $1,400; 20 HP = $2,600; 40 HP = $4,600; 75 HP = $7,500; 10 HP = $1,800; 25 HP = $3,200; 50 HP = $5,400; 100-150 HP = $8,500 | Mass Save - Existing Buildings - VSD
Commercial | ENERGY STAR® Fryer | 1000 | Must be purchased and installed between 1/1/2017-12/31/2017 (2018 form not available on website) | Mass Save - Gas Kitchen Equipment
Commercial | High-Efficiency Conveyor Oven | 1000 | Must be purchased and installed between 1/1/2017-12/31/2017 (2018 form not available on website) | Mass Save - Gas Kitchen Equipment
Commercial | ENERGY STAR® Convection Oven | 1000 | Must be purchased and installed between 1/1/2017-12/31/2017 (2018 form not available on website) | Mass Save - Gas Kitchen Equipment
Commercial | ENERGY STAR® Griddle | 500 | Must be purchased and installed between 1/1/2017-12/31/2017 (2018 form not available on website) | Mass Save - Gas Kitchen Equipment
Commercial | ENERGY STAR® Steamer | 1000 | Must be purchased and installed between 1/1/2017-12/31/2017 (2018 form not available on website) | Mass Save - Gas Kitchen Equipment
Commercial | High-Efficiency Combination Oven | 1000 | Must be purchased and installed between 1/1/2017-12/31/2017 (2018 form not available on website) | Mass Save - Gas Kitchen Equipment
Commercial | High-Efficiency Pre-Rinse Spray Valves | 50 | Must be purchased and installed between 1/1/2017-12/31/2017 (2018 form not available on website) | Mass Save - Gas Kitchen Equipment
Commercial | High-Efficiency Rack Oven | 1000 | Must be purchased and installed between 1/1/2017-12/31/2017 (2018 form not available on website) | Mass Save - Gas Kitchen Equipment
Commercial | Custom Measures - New Construction | Custom incentives | All applications for incentives under the Custom Application Process require sound documentation of the proposed cost, projected electricity and/or natural gas savings and the related non energy savings. | Mass Save - New Buildings, New Equipment & Major Renovations
Commercial | Water Chiller - Air Cooled w/Condenser, Electrically Operated/ Remote Condenser (split system). Must be equipped with matching condensers. | $20-$23 per ton base incentive $1.40 performance incentive | $23/ton for < 150 Tons; $20/ton for ≥ 150 Tons; Performance incentive for each 0.1 EER point above or for each 0.01 kW/ton point below minimum criteria relative to IPLV | Mass Save - New Buildings, New Equipment & Major Renovations - Chillers
Commercial | Water Chiller - Water Cooled, Electrically Operated, Positive Displacement | $11-$14 per ton base incentive $3.20-$3.75 performance incentive | $13/ton base and $3.50 performance incentive for ≥ 75 and < 150 Tons; $11/ton base and $3.20 performance incentive for ≥ 150 and < 300 Tons; $14/ton base and $3.75 performance incentive for ≥ 300 and < 600 Tons; Performance incentive for each 0.1 EER point above or for each 0.01 kW/ton point below minimum criteria relative to IPLV | Mass Save - New Buildings, New Equipment & Major Renovations - Chillers
Commercial | Water Chiller - Water Cooled, Electrically Operated, Centrifugal | $10-$15 per ton base incentive $3.40-$3.90 performance incentive | $15/ton base and $3.50 performance incentive for < 150 Tons; $14/ton base and $3.90 performance incentive for ≥ 150 and < 300 Tons; $10/ton base and $3.40 performance incentive for ≥ 300 and <400 Tons; $10/ton base and $3.40 performance incentive for ≥ 400 Tons; Performance incentive for each 0.1 EER point above or for each 0.01 kW/ton point below minimum criteria relative to IPLV | Mass Save - New Buildings, New Equipment & Major Renovations - Chillers
Commercial | Air Compressors | $100/HP-$200/HP | ≥15 hp and <25 hp = $200/hp; ≥25 hp and <50 hp = $150/hp; ≥50 hp and ≤75 hp = $100/hp | Mass Save - New Buildings, New Equipment & Major Renovations - Compressed Air
Commercial | Engineered Air Nozzle: 1/8" or 1/4" | 20 |  | Mass Save - New Buildings, New Equipment & Major Renovations - Compressed Air
Commercial | Low Pressure Drop Filter | $0.80 / scfm | Limit 3 per facility | Mass Save - New Buildings, New Equipment & Major Renovations - Compressed Air
Commercial | Refrigerated Dryer (Cycling & VSD Dryers) | $5.25 per CFM |  | Mass Save - New Buildings, New Equipment & Major Renovations - Compressed Air
Commercial | Storage | $2.75 per gallon |  | Mass Save - New Buildings, New Equipment & Major Renovations - Compressed Air
Commercial | Zero-Loss Condensate Drain | 125 | Limit 3 per facility | Mass Save - New Buildings, New Equipment & Major Renovations - Compressed Air
Commercial | Adaptive LED Interior Troffer: 1x4, 2x2, 2x4 Fixtures compatible with integral occupancy, photocell sensors and network controls, measure code 63A | $45-$55 | $45 DLC standard; $55 DLC premium; Smart LED Interior Fixtures with integral occupancy, photocell sensors and network controls that are wirelessly configurable and adapt to use patterns. Require a remote control or a phone app to initialize, configure and commission. Eligible fixtures must meet DLC Technical Requirements: #7. Not eligible if distributor-level incentives have been received. | Mass Save - New Buildings, New Equipment & Major Renovations - Lighting Systems and Sensors
Commercial | Daylight Dimming System and/or Occupancy Controlled Dimming System | 10 | Per fixture. LED drivers must be automatically controlled based on occupancy or daylight levels. Min controlled wattage = 25 per fixture | Mass Save - New Buildings, New Equipment & Major Renovations - Lighting Systems and Sensors
Commercial | Interior Integral Fixture Mounted Dual Sensors | 15 | Per fixture. With motion and photocell/ambient light sensors. System to control motion response and illumination levels. Only one incentive per fixture. Min controlled wattage = 25 per fixture. | Mass Save - New Buildings, New Equipment & Major Renovations - Lighting Systems and Sensors
Commercial | Interior Integral Fixture Mounted Dual Sensors and Network-Capable Controls | 25 | Per fixture. Able to be programmed, configured, networked, and addressable. With motion and photocell/ambient light sensors along with embedded programming. System to control motion response and illumination levels. Only one incentive per networked fixture. Min controlled wattage = 300W (Total wattage of networked group) | Mass Save - New Buildings, New Equipment & Major Renovations - Lighting Systems and Sensors
Commercial | LED Down Light Fixtures – Hard Wired or GU-24 (≥ 50W) | 80 | Eligible LED Down Lights are required to be hardwired or GU-24 base fixtures greater than or equal to 50 watts and listed as a Commercial LED product by Energy Star. | Mass Save - New Buildings, New Equipment & Major Renovations - Lighting Systems and Sensors
Commercial | LED Down Light Fixtures – Hard Wired or GU-24 base (≥25W-49W) | 40 | Eligible LED Down Lights are required to be hardwired or GU-24 base fixtures ≥ 25 watts up to a maximum of 49 watts and listed as a Commercial LED product by Energy Star. | Mass Save - New Buildings, New Equipment & Major Renovations - Lighting Systems and Sensors
Commercial | LED Interior Directional: Wall Wash/Wall Grazing Fixture | $30-$40 | $30 DLC standard; $40 DLC premium; LED Linear Ambient Wallwash/Wall Grazing Fixture, surface or recessed mounted. Eligible fixtures are required to be listed by the DLC or must meet DLC Technical Requirements: #5 | Mass Save - New Buildings, New Equipment & Major Renovations - Lighting Systems and Sensors
Commercial | LED Interior High Bay (>=200W) | $160-$200 | $160 DLC standard; $200 DLC premium; Eligible fixtures are required to be listed by DLC and must meet DLC Technical Requirements: #9 Only one incentive per fixture | Mass Save - New Buildings, New Equipment & Major Renovations - Lighting Systems and Sensors
Commercial | LED Interior High Bay/Low Bay (100W - 199W) | $80-$120 | $80 DLC standard; $120 DLC premium; Eligible fixtures are required to be listed by DLC and must meet DLC Technical Requirements: #9 Only one incentive per fixture. | Mass Save - New Buildings, New Equipment & Major Renovations - Lighting Systems and Sensors
Commercial | LED Interior High Bay/Low Bay (20W - 99W) | $40-$60 | $40 DLC standard; $60 DLC premium; Eligible fixtures are required to be listed by DLC and must meet DLC Technical Requirements: #9 Only one incentive per fixture. | Mass Save - New Buildings, New Equipment & Major Renovations - Lighting Systems and Sensors
Commercial | LED Interior Troffer: 1x4, and 2x2 Fixtures | $30-$40 | $30 DLC standard; $40 DLC premium; LED Interior Surface or Recessed 1x4, and 2x2 Fixtures. Eligible fixtures must be listed by the DLC and must meet DLC Technical Requirements: #7 Only one incentive per 2x2 fixture or 4ft fixture length. Not eligible if distributor-level incentives have been received. | Mass Save - New Buildings, New Equipment & Major Renovations - Lighting Systems and Sensors
Commercial | LED Interior Troffer: 2x4 Fixtures | $40-$50 | $40 DLC standard; $50 DLC premium; LED Interior Surface or Recessed 2x4 Fixtures. Eligible fixtures are required to be listed by the DLC and must meet DLC Technical Requirements: #7. Not eligible if distributor-level incentives have been received | Mass Save - New Buildings, New Equipment & Major Renovations - Lighting Systems and Sensors
Commercial | LED Landscape/Accent/Architectural Floods & Spot, Exterior Stairway, Step Light and Bollard Fixtures. | $30-$40 | $30 DLC standard; $40 DLC premium; Eligible fixtures are required to be listed by DLC or must meet DLC Technical Requirements: #1, #2, or #3 | Mass Save - New Buildings, New Equipment & Major Renovations - Lighting Systems and Sensors
Commercial | LED Linear Ambient: Direct or with Indirect Components | $40-$50 | $40 DLC standard; $50 DLC premium; Eligible fixtures are required to be listed by the DLC and must meet DLC Technical Requirements: #8 | Mass Save - New Buildings, New Equipment & Major Renovations - Lighting Systems and Sensors
Commercial | LED Outdoor Wall-Mounted /Pole/ArmMounted Area Fixtures (>=200W) | $160-$200 | $160 DLC standard; $200 DLC premium; Eligible fixtures are required to be listed by DLC and must meet DLC Technical Requirements: #1, #2, #3 or #4 | Mass Save - New Buildings, New Equipment & Major Renovations - Lighting Systems and Sensors
Commercial | LED Outdoor Wall-Mounted /Pole/ArmMounted Area Fixtures (100W-199W) | $80-$120 | $80 DLC standard; $120 DLC premium; Eligible fixtures are required to be listed by DLC and must meet DLC Technical Requirements: #1, #2, or #3 | Mass Save - New Buildings, New Equipment & Major Renovations - Lighting Systems and Sensors
Commercial | LED Outdoor Wall-Mounted /Pole/ArmMounted Area Fixtures (20W-99W) | $40-$60 | $40 DLC standard; $60 DLC premium; Eligible fixtures are required to be listed by DLC and must meet DLC Technical Requirements: #1, #2, or #3 | Mass Save - New Buildings, New Equipment & Major Renovations - Lighting Systems and Sensors
Commercial | LED Parking Garage and Fuel Pump Canopy Luminaires | $80-$120 | $80 DLC standard; $120 DLC premium; Eligible LED Surface, Regressed, Canopy Mounted Vapor Tight Fixtures are required to be listed by DLC and must meet DLC Technical Requirements: #1, #2, or #3 | Mass Save - New Buildings, New Equipment & Major Renovations - Lighting Systems and Sensors
Commercial | LED Track or Mono-Point Directional Fixtures | $15-$25 | $15 DLC standard; $25 DLC premium; Integral LED track fixtures, replacement LED lamps are not eligible. Eligible fixtures are required to be listed by DLC and must meet DLC Technical Requirements: #5 | Mass Save - New Buildings, New Equipment & Major Renovations - Lighting Systems and Sensors
Commercial | Outdoor Integral Fixture Mounted Programmable Controller | 40 | Per fixture. Outdoor integral controller (may be NEMA mounted). Controller to be programmable and able to report, monitor, schedule, and control lamp/driver illumination levels. Communication capable between fixtures and a centralized network. System would allow network communication to receive and transmit data for configuring groups, addressability, reporting and advanced scheduling. Only one incentive per networked fixture. Min controlled wattage = 400W (Total wattage of networked group) | Mass Save - New Buildings, New Equipment & Major Renovations - Lighting Systems and Sensors
Commercial | Remote Mounted Occupancy Sensor | 15 | Comply with manufacturer’s coverage recommendations. Ceiling mounted sensor. No manual “ON” overrides permitted. Min controlled wattage = 55 | Mass Save - New Buildings, New Equipment & Major Renovations - Lighting Systems and Sensors
Commercial | Wall Mounted Occupancy Sensors | 10 | Occupancy Sensors must operate as Automatic On and Off. Sensors are wall mounted devices only. Vacancy Sensors with Manual ON/OFF options are allowed, however, manual “ON” overrides are not permitted. Min controlled wattage = 25 | Mass Save - New Buildings, New Equipment & Major Renovations - Lighting Systems and Sensors
Commercial | VSD - Boiler Draft Fan (≥ 25 HP not eligible) | $1,000-$2,600 | 1-3 HP = $1,000; 5-7.5 HP = $1,400; 10 HP = $1,800; 15 HP = $2,200; 20 HP = $2,600 | Mass Save - New Buildings, New Equipment & Major Renovations - VSD
Commercial | VSD - Boiler Feed Water Pump (≥ 15 HP not eligible) | $1,000-$1,800 | 1-3 HP = $1,000; 5-7.5 HP = $1,400; 10 HP = $1,800 | Mass Save - New Buildings, New Equipment & Major Renovations - VSD
Commercial | VSD - Chilled Water Pump (≥ 7.5 HP not eligible) | $1,000-$1,400 | 1-3 HP = $1,000; 5-7.5 HP = $1,400 | Mass Save - New Buildings, New Equipment & Major Renovations - VSD
Commercial | VSD - Condensed Water Pump (≥ 15 HP not eligible) | $1,000-$1,800 | 1-3 HP = $1,000; 5-7.5 HP = $1,400; 10 HP = $1,800 | Mass Save - New Buildings, New Equipment & Major Renovations - VSD
Commercial | VSD - Cooling Tower Fan - Single Speed only (≥ 7.5 HP not eligible) | $1,000-$1,400 | 1-3 HP = $1,000; 5-7.5 HP = $1,400 | Mass Save - New Buildings, New Equipment & Major Renovations - VSD
Commercial | VSD - Hot Water Circ Pump (≥ 15 HP not eligible) | $1,000-$1,800 | 1-3 HP = $1,000; 5-7.5 HP = $1,400; 10 HP = $1,800 | Mass Save - New Buildings, New Equipment & Major Renovations - VSD
Commercial | VSD - Make-up Air Fan (≥ 7.5 HP not eligible) | $1,000-$1,400 | 1-3 HP = $1,000; 5-7.5 HP = $1,400 | Mass Save - New Buildings, New Equipment & Major Renovations - VSD
Commercial | VSD - Process Cooling Pump (≥ 50 HP not eligible) | $1,000-$5,400 | 1-3 HP = $1,000; 5-7.5 HP = $1,400; 10 HP = $1,800; 15 HP = $2,200; 20 HP = $2,600; 25 HP = $3,200; 30 HP = $3,800; 40 HP = $4,600; 50 HP = $5,400 | Mass Save - New Buildings, New Equipment & Major Renovations - VSD
Commercial | VSD - Process Exhaust and Make-up Fan (≥ 7.5 HP not eligible) | $1,000-$1,400 | 1-3 HP = $1,000; 5-7.5 HP = $1,400 | Mass Save - New Buildings, New Equipment & Major Renovations - VSD
Commercial | VSD - WS Heat Pump Circ Loop (≥ 5 HP not eligible) | 1000 |  | Mass Save - New Buildings, New Equipment & Major Renovations - VSD
Commercial | After-Market Boiler Reset Control | 225 | Must be purchased and installed between 1/1/2017-12/31/2017 (2018 form not available on website) | Mass Save/Gas Networks - C&I Natural Gas Equipment
Commercial | Condensing Boilers | $1,000-$10,000 | 1701-2000 MBH, 90% Thermal Efficiency or greater = $10,000 1000-1700 MBH, 90% Thermal Efficiency or greater = $7,500 500-999 MBH, 90% Thermal Efficiency or greater = $4,000 301-499 MBH, 90% Thermal Efficiency or greater = $2,000 Up to 300 MBH, 95% AFUE or greater = $1,500 Up to 300 MBH, 90% AFUE or greater = $1,000 Must be purchased and installed between 1/1/2017-12/31/2017 (2018 form not available on website) | Mass Save/Gas Networks - C&I Natural Gas Equipment
Commercial | Condensing Unit Heater up to 300 MBH | 750 | 90% Thermal Efficiency or higher Must be purchased and installed between 1/1/2017-12/31/2017 (2018 form not available on website) | Mass Save/Gas Networks - C&I Natural Gas Equipment
Commercial | Faucet Aerators | up to $8 | 1.5 GPM or less; Must be purchased and installed between 1/1/2017-12/31/2017 (2018 form not available on website) | Mass Save/Gas Networks - C&I Natural Gas Equipment
Commercial | Furnace | $300-$600 | Up to 150 MBH, 97% AFUE or greater & ECM motor = $600 Up to 150 MBH, 95% AFUE or greater & ECM motor = $300 Must be purchased and installed between 1/1/2017-12/31/2017 (2018 form not available on website) | Mass Save/Gas Networks - C&I Natural Gas Equipment
Commercial | Integrated Condensing Boiler / Water Heater with On-Demand Hot Water | $1,200-$1,600 | Minimum AFUE Rating of 95% = $1,600 Minimum AFUE Rating of 90% = $1,200 Must be purchased and installed between 1/1/2017-12/31/2017 (2018 form not available on website) | Mass Save/Gas Networks - C&I Natural Gas Equipment
Commercial | Low Intensity Infrared Heaters | 750 | All sizes; Must be purchased and installed between 1/1/2017-12/31/2017 (2018 form not available on website) | Mass Save/Gas Networks - C&I Natural Gas Equipment
Commercial | Programmable Thermostat | up to $25 | Must be purchased and installed between 1/1/2017-12/31/2017 (2018 form not available on website) | Mass Save/Gas Networks - C&I Natural Gas Equipment
Commercial | Showerheads | up to $20 | 1.75 GPM or less; Must be purchased and installed between 1/1/2017-12/31/2017 (2018 form not available on website) | Mass Save/Gas Networks - C&I Natural Gas Equipment
Commercial | Steam Traps | 50 | Must be purchased and installed between 1/1/2017-12/31/2017 (2018 form not available on website) | Mass Save/Gas Networks - C&I Natural Gas Equipment
Commercial | Wireless-enabled Thermostats | up to $100 | Must be purchased and installed between 1/1/2017-12/31/2017 (2018 form not available on website) | Mass Save/Gas Networks - C&I Natural Gas Equipment
Commercial | Systems Approach Incentives - Custom Path Incentives | Custom incentives | Custom can be used for any energy saving measure for which no prescriptive application exists. Projects rely on engineering calculations to estimate energy savings. Incentives are directly related to a number of variables, total project costs, and associated savings | New Construction Services Program
Commercial | Systems Approach Incentives - Sustainable Office Design Incentives | $1/square foot | Incentive is per square foot of leased space (net of common areas) for qualifying light fixtures and controls projects; spaces must be > 7,500 sf, ≥ 40% open office area; cubicle partition heights must be ≤ 48 inches for greater daylight availability; all LED fixtures must be DLC listed. | New Construction Services Program
Commercial | Whole Building Approach - Advanced Buildings Path | Building owner incentive = Tier 2 = $2.00/sq ft Enhanced Criteria: $0.25/sq ft per additional criterion, up to 3 criteria (max $2.75/sq ft); Design Team Incentive = $3,000 for attending Design Team Workshop | Designed for a range of building types, including offices, schools, retail outlets, and public assembly buildings in the range of 10,000 to 100,000 square feet | New Construction Services Program
Commercial | Whole Building Approach - Integrated Design Path | Building owner incentive = $0.35/kWh and $1.70/therm; Design team incentive = $3,000 Energy Efficiency Charrette and $0.07/kWh and $0.34/therm | For buildings larger than 100,000 sf or smaller buildings of unique complexity designed and built to perform better than 2012 IECC | New Construction Services Program
Low Income | Low Income Multi-Family Retrofit (LIMF) | No cost to customer | One year's use of an online tool to benchmark a development/building’s energy use; two building assessments (electrical audit and heating audit) to identify energy-saving opportunities, whether metered usage is paid by the owner or tenant; installation of eligible cost-effective energy conservation measures. | Low Income Multi-Family Retrofit (LEAN)
Residential | Low-Flow Showerheads | $2-$15 | Limit 3 per customer per year | Mass Save
Residential | ENERGY STAR® certified propane on-demand tankless water heater | 600 | 0.87 UEF* or higher with electronic ignition | Mass Save - Oil and Propane Heating and Water Heating
Residential | Oil Furnace with ECM† blower | 350 | 86% or higher AFUE | Mass Save - Oil and Propane Heating and Water Heating
Residential | Oil Hot water boiler | 500 | 86% or higher AFUE | Mass Save - Oil and Propane Heating and Water Heating
Residential | Oil or Propane Indirect water heater | 500 | Must be attached to an oil- or propane-fired heating system. Must replace a freestanding or tankless water heater. Solar storage tanks are not eligible. | Mass Save - Oil and Propane Heating and Water Heating
Residential | Propane Condensing boiler with on-demand hot water | 2000 | 95% or higher | Mass Save - Oil and Propane Heating and Water Heating
Residential | Propane Condensing boiler with on-demand water heater | 1200 | 90% or higher | Mass Save - Oil and Propane Heating and Water Heating
Residential | Propane Furnace with ECM† blower | 750 | 95% or higher AFUE | Mass Save - Oil and Propane Heating and Water Heating
Residential | Propane Hot water boiler | $1,500-$2,500 | $1,500 for 90% or higher AFUE, $2,500 for 95% or higher AFUE | Mass Save - Oil and Propane Heating and Water Heating
Residential | Weather-responsive outdoor boiler reset control - oil or propane | 100 | Limit one control per heating system. Must be an after-market, add-on unit attached to an oil- or propane-forced hot water boiler. | Mass Save - Oil and Propane Heating and Water Heating
Residential | Advanced Power Strips | $8-$25 | Four types of power strips available at discounted prices through online National Grid store | Mass Save - Residential
Residential | Central Air Conditioning System SEER ≥ 16, EER ≥ 13 | 250 |  | Mass Save - Residential
Residential | Central Heat Pump SEER ≥ 16, HSPF ≥ 8.5 | 250 |  | Mass Save - Residential
Residential | Central Heat Pump SEER ≥ 18, HSPF ≥ 9.6 | 250 |  | Mass Save - Residential
Residential | ENERGY STAR Certified Dehumidifier | 30 | Up to 2 | Mass Save - Residential
Residential | Energy Star Certified Electric Clothes Dryer | 50 |  | Mass Save - Residential
Residential | Energy Star Certified LED Light Bulbs and Fixtures | $3-$15 | Available at area retailers or online | Mass Save - Residential
Residential | Energy Star Certified Room Air Cleaner | 40 |  | Mass Save - Residential
Residential | Heat Pump Water Heater > 55 gallons, 2.7 UEF | 150 |  | Mass Save - Residential
Residential | Heat Pump Water Heater ≤ 55 gallons, 2.0 UEF | 750 |  | Mass Save - Residential
Residential | Mini-Split Heat Pump SEER ≥ 18, HSPF ≥ 10 | 100 | Per indoor unit | Mass Save - Residential
Residential | Mini-Split Heat Pump SEER ≥ 20, HSPF ≥ 12 | 300 | Per indoor unit | Mass Save - Residential
Residential | No-Cost Home Energy Assessment → Insulation & Air Sealing | 75% off approved insulation improvements, no cost targeted air sealing |  | Mass Save - Residential
Residential | Programmable Thermostat | up to $25 | New only, rebate not to exceed purchase price, limit 2 per account | Mass Save - Residential
Residential | Refrigerator or freezer recycling | $50 plus no-cost pick-up | Refrigerator or freezer to be recycled must be: Between 10 and 30 cubic feet using inside measurements; Clean, empty and in working order at the time of pick-up. | Mass Save - Residential
Residential | Wireless Enabled Thermostat | up to $100 | New only, rebate not to exceed purchase price, limit 2 per account | Mass Save - Residential
Residential | Wireless Enabled Thermostat (Honeywell, ecobee, and Simple only) | up to $125 | New only, rebate not to exceed purchase price, limit 2 per account | Mass Save - Residential
Residential | After-Market Boiler Reset Control | 225 | Attached to a natural gas forced hot water boiler | Mass Save/Gas Networks - Natural Gas Heating and Water Heating Equipment
Residential | Condensing Boiler w/On-Demand DHW ≥ 90% AFUE | 1200 | Outdoor reset control required | Mass Save/Gas Networks - Natural Gas Heating and Water Heating Equipment
Residential | Condensing Boiler w/On-Demand DHW ≥ 95% AFUE | 1600 | Outdoor reset control required | Mass Save/Gas Networks - Natural Gas Heating and Water Heating Equipment
Residential | Energy Star Qualified On-Demand Tankless Water Heater ≥ .87 UEF | 700 |  | Mass Save/Gas Networks - Natural Gas Heating and Water Heating Equipment
Residential | Energy Star® qualified Condensing Gas Water Heater ≥ .80 UEF | 500 |  | Mass Save/Gas Networks - Natural Gas Heating and Water Heating Equipment
Residential | Energy Star® qualified Storage Water Heater, Medium Draw≥ .64 UEF, High Draw ≥ .68 UEF | 100 |  | Mass Save/Gas Networks - Natural Gas Heating and Water Heating Equipment
Residential | Heat Recovery Ventilator: factory-assembled, packaged unit | 500 | Including fans or blowers that transfer heat between two isolated air streams | Mass Save/Gas Networks - Natural Gas Heating and Water Heating Equipment
Residential | Indirect Water Heater | 400 | Must be connected to a natural gas forced hot water boiler | Mass Save/Gas Networks - Natural Gas Heating and Water Heating Equipment
Residential | Natural Gas Furnace w/ECM ≥ 95% AFUE with Electronically Commutated Motor | 300 |  | Mass Save/Gas Networks - Natural Gas Heating and Water Heating Equipment
Residential | Natural Gas Furnace w/ECM ≥ 97% AFUE with Electronically Commutated Motor | 600 |  | Mass Save/Gas Networks - Natural Gas Heating and Water Heating Equipment
Residential | Natural Gas Hot Water Boiler ≥ 95% AFUE | 1500 | Outdoor reset control required | Mass Save/Gas Networks - Natural Gas Heating and Water Heating Equipment
Residential | Natural Gas Hot Water Boiler ≥ 90% AFUE | 1000 | Outdoor reset control required | Mass Save/Gas Networks - Natural Gas Heating and Water Heating Equipment
Residential | New Construction: Incentives may be available for high-efficiency heating and cooling, water heating, lighting, and more. Incentives range based on energy efficiency requirements, the home's performance, and overall energy savings | Varies | ResNewConstructionMA@icf.com | Residential New Construction
Sources:
https://www.nationalgridus.com/ProNet/EE-Programs-Solutions/CI-Rebates-Incentives
https://www.nationalgridus.com/pronet/ee-programs-solutions/residential-rebates-incentives

## New York
Program Administrators: CON ED
Sector | Measure | Market Rate Incentive ($) offered to all qualifying buildings | Affordable Incentive ($) exclusively offered to buildings that were developed and being maintained as affordable housing where supporting documentation can be provided | Additional Details | Program
Multi-Family (5+ units) | Linear and U-Bend LED lamps | 12 | 20 | Products must be Energy Star or DLC-listed | Multi-Family Electric
Multi-Family (5+ units) | Interior LED fixtures – new fixture | 60 | 75 |  | Multi-Family Electric
Multi-Family (5+ units) | LED Exterior fixtures – new fixture ≤ 60 W | 40 | 50 |  | Multi-Family Electric
Multi-Family (5+ units) | LED Exterior fixtures – new fixture > 60 W | 60 | 70 |  | Multi-Family Electric
Multi-Family (5+ units) | LED Exit signs < 5 watts | 10 | 10 |  | Multi-Family Electric
Multi-Family (5+ units) | Lighting controls - Bi-level stairwell fixtures (LED) | 70 | 85 |  | Multi-Family Electric
Multi-Family (5+ units) | Occupancy sensors - infrared, ultrasonic, and high-frequency | 25 | 25 |  | Multi-Family Electric
Multi-Family (5+ units) | Relamp and reballasting, retrofit kits | 50% of fixture replacement incentive | 50% of fixture replacement incentive | Includes exterior relamp and 8-foot linear conversion | Multi-Family Electric
Multi-Family (5+ units) | Delamp and decommissioning | $1 per lamp | $1 per lamp |  | Multi-Family Electric
Multi-Family (5+ units) | Custom Incentive - Tier 1 Standard custom incentive | $0.16 per kWh saved | $0.16 per kWh saved | Incentives for all measures with little or no summer peak demand reduction, including building management systems, electric heating controls, and elevator controls. Custom electric project must anticipate a minimum of 5 kW peakmdemand reduction. | Multi-Family Electric
Multi-Family (5+ units) | Custom Incentive - Tier 2 High-yielding kW incentive | $0.35 per kWh saved | $0.35 per kWh saved | Enhanced incentives for projects that significantly reduce electricity usage during summer peak demand periods. Examples include chillers, package units, retro-commissioning, and controls. Project cannot exceed 9,000 kWh/kW or Tier 2 incentive applied | Multi-Family Electric
Multi-Family (5+ units) | LEDs - direct install available for qualifying tenants (these LEDs are not eligible outside of the in-unit program) | Free | Free |  | Multi-Family Electric
Multi-Family (5+ units) | High-Efficiency Hot Water Boilers | $2 per MBH | $3 per MBH | Et or AFUE 87% minimum efficiency for boilers up to 5,000 MBH (Custom incentive rates apply for boilers >5,000 MBH) | Multi-Family Gas
Multi-Family (5+ units) | Condensing Hot Water Boilers | $4 per MBH | $5 per MBH | Et or AFUE 92% minimum efficiency for boilers up to 5,000 MBH (Custom incentive rates apply for boilers >5,000 MBH) | Multi-Family Gas
Multi-Family (5+ units) | Steam Boilers | $2 per MBH | $3 per MBH | Et or AFUE 82% minimum efficiency for boilers up to 5,000 MBH (Custom incentive rates apply for boilers >5,000 MBH) | Multi-Family Gas
Multi-Family (5+ units) | Storage Tank Water Heaters | $2,000 per tank | $2,000 per tank | Storage tank volume > 70 gallons and Et>90% | Multi-Family Gas
Multi-Family (5+ units) | Energy Management Systems | $4,000 for 20-40 units $8,000 for 41-99 units $12,000 for 100+ units | $4,000 for 20-40 units $8,000 for 41-99 units $12,000 for 100+ units | Boiler control system with multiple temperature sensors for the steam or water lines, flue gas, and indoor air, and remote system monitoring capability | Multi-Family Gas
Multi-Family (5+ units) | Pipe Insulation < 2” Fiberglass insulation | $3 / linear foot | $3 / linear foot |  | Multi-Family Gas
Multi-Family (5+ units) | Pipe Insulation ≥ 2” Fiberglass insulation | $6 / linear foot | $6 / linear foot |  | Multi-Family Gas
Multi-Family (5+ units) | Building Envelope - Roof and Wall Insulation R-11 added | $0.50 / square foot | $0.50 / square foot |  | Multi-Family Gas
Multi-Family (5+ units) | Building Envelope - Roof and Wall Insulation R-19 added | $1.00 / square foot | $1.00 / square foot |  | Multi-Family Gas
Multi-Family (5+ units) | Building Envelope - Roof and Wall Insulation R-38 added | $1.50 / square foot | $1.50 / square foot |  | Multi-Family Gas
Multi-Family (5+ units) | Air Sealing | Not Available | Free | Repair and weather sealing of louver vents, exterior doors, common area windows, and the general perimeter of the basement | Multi-Family Gas
Multi-Family (5+ units) | 1-Pipe Steam RetroCommissioning (1PS Rx) | $3 per therm | Free (limited number of participants accepted) | Treats heating imbalance issues by installing: a) proper master and riser venting on all pipes b) thermostatic radiator valves on every radiator and convector unit c) clean and tune-up of boiler and burner, including firing rate and draft adjustment, water cleaning, pressure control, and combustion testing | Multi-Family Gas
Multi-Family (5+ units) | 2-Pipe Steam RetroCommissioning (2PS Rx) Pilot program offered in conjunction with NYSERDA and the NYC Retrofit Accelerator. Only a limited number of projects will be accepted this year. | Not Available | Free | Treats heating imbalance issues by installing: a) master air vents on all main pipes (atmospheric systems), b) thermostatic radiator valves and orifice plates on every radiator, c) clean and tune-up of boiler and burner, including firing rate and draft adjustment, water cleaning, electronic pressure control, and combustion testing, d) steam trap repair throughout common areas | Multi-Family Gas
Multi-Family (5+ units) | Custom ventilations fans | $3 per therm | $3 per therm | All savings calculations are subject to Con Edison Measurement & Verification review and up to 70% of project cost | Multi-Family Gas
Multi-Family (5+ units) | Custom building management systems | $3 per therm | $3 per therm |  | Multi-Family Gas
Multi-Family (5+ units) | Custom pipe fitting insulation | $3 per therm | $3 per therm |  | Multi-Family Gas
Multi-Family (5+ units) | Custom boiler insulation | $3 per therm | $3 per therm |  | Multi-Family Gas
Multi-Family (5+ units) | Faucet Aerators (direct install) | Free | Free | Up to four per unit,1.5 GPM installed in kitchen, and 1 GPM installed in bathroom | Multi-Family Gas
Multi-Family (5+ units) | Showerheads (direct install) | Free | Free | Up to two per unit,1.5 GPM installed in bathroom | Multi-Family Gas
Multi-Family (5+ units) | Thermostatic Radiator Valves (direct install) | Free | Free | Up to four per unit, installed (Available only for buildings that qualify for the 1PS Rx and 2PS Rx) | Multi-Family Gas
Commercial | LED Downlights with Screw-In or Pin-Based Lamps | $10-$25 | N/A | Existing Conditions: Incandescent < 60 watts, Halogen < 60 watts, CFL 1 lamp < 32 watts = $10; Incandescent ≥ 60 watts, Halogen ≥ 60 watts, CFL 2 lamp ≥ 32 watts = $25 | Commercial & Industrial EE Program: Solid State Interior Lighting
Commercial | Track or Mono-point Luminaires | 20 | N/A | Existing Condition: Incandescent, Halogen or CFL | Commercial & Industrial EE Program: Solid State Interior Lighting
Commercial | LED Linear Ambient Luminaires | $10-$15 | N/A | Existing Conditions: Fluorescent Light Fixture 1-Lamp = $10; 2-Lamp = $15 | Commercial & Industrial EE Program: Solid State Interior Lighting
Commercial | LED Interior 1x4 Luminaires (Troffer) | $10-$15 | N/A | Existing Conditions: Fluorescent 1-lamp = $10; 2-Lamp = $15 | Commercial & Industrial EE Program: Solid State Interior Lighting
Commercial | LED Interior High/Low Bay Luminaires - Fixture | $25-$100 | N/A | Existing Conditions: T5 HO 2-lamp = $25; T5 HO 3-lamp = $50; T5 HO 4-lamp = $75; T8 4-lamp = $35; T8 6-lamp = $50; T8 8-lamp = $75; HID < 250W = $30; HID 250W-399W = $60; HID 400W-999W = $90; HID ≥1000W = $100 | Commercial & Industrial EE Program: Solid State Interior Lighting
Commercial | LED Interior High/Low Bay Luminaires - Lamp or Retrofit Kit | $20-$80 | N/A | Existing Conditions: HID < 250W = $20; HID 250W-399W = $40; HID 400W-999W = $60; HID ≥1000W =$80 | Commercial & Industrial EE Program: Solid State Interior Lighting
Commercial | LED Surface/Recessed/ Ground Mounted Luminaires - Fixture Replacement | $25-$100 | N/A | Existing Conditions: ≤ 100 Watts = $25; 101 - 249 Watts = $70; ≥ 250 Watts = $100 | Commercial & Industrial EE Program: Solid State Exterior Lighting
Commercial | LED Surface/Recessed/Ground Mounted Luminaires - Lamp or Retrofit Kit | $15-$75 | N/A | Existing Conditions: ≤ 100 Watts = $15; 101 - 249 Watts = $50; ≥ 250 Watts = $75 | Commercial & Industrial EE Program: Solid State Exterior Lighting
Commercial | LED Parking Garage Luminaires - Fixture Replacement | $75-$160 | N/A | Existing Conditions: ≤ 100 Watts = $75; 101 - 249 Watts = $100; ≥ 250 Watts = $160 | Commercial & Industrial EE Program: Solid State Exterior Lighting
Commercial | LED Parking Garage Luminaires - Lamp or Retrofit Kit | $50-$125 | N/A | Existing Conditions: ≤ 100 Watts = $50; 101 - 249 Watts = $75; ≥ 250 Watts = $125 | Commercial & Industrial EE Program: Solid State Exterior Lighting
Commercial | LED Pole/Arm-Mounted Area & Roadway Luminaires - Fixture Replacement | $20-$120 | N/A | Existing Conditions: ≤ 100 Watts = $20; 101 - 249 Watts = $60; 250-399 Watts = $80; 400-999 Watts = $100; ≥ 1000 Watts = $120 | Commercial & Industrial EE Program: Solid State Exterior Lighting
Commercial | LED Pole/ArmMounted Area & Roadway Luminaires - Lamp or Retrofit Kit | $15-$100 | N/A | Existing Conditions: ≤ 100 Watts = $15; 101 - 249 Watts = $40; 250-399 Watts = $60; 400-999 Watts = $80; ≥ 1000 Watts = $100 | Commercial & Industrial EE Program: Solid State Exterior Lighting
Commercial | LED Wall-Mounted Area Luminaires - Fixture Replacement | $50-$135 | N/A | Existing Conditions: ≤ 100 Watts = $50; 101 - 399 Watts = $90; Fixture ≥ 400 Watts = $135 | Commercial & Industrial EE Program: Solid State Exterior Lighting
Commercial | LED Wall-Mounted Area Luminaires - Lamp or Retrofit Kit | $40-$125 | N/A | Existing Conditions: ≤ 100 Watts = $40; 101 - 399 Watts = $80; ≥ 400 Watts = $125 | Commercial & Industrial EE Program: Solid State Exterior Lighting
Commercial | Refrigerated Display Case (Low/Med. Temperature) | 4 feet = $20 5 feet = $25 | N/A |  | Commercial & Industrial EE Program: Lighting
Commercial | Light Emitting Diode (LED) Exit Sign | 10 | N/A | Per fixture; Only new LED exit signs are eligible, replacing Incandescent or CFL exit sign fixtures | Commercial & Industrial EE Program: Lighting
Commercial | Bi-Level Stairwell Lighting Controls | 55 | N/A | Per fixture; Qualifying fixtures must be DLC QPL listed bi-level stairwell LED fixtures. | Commercial & Industrial EE Program: Interior and Exterior Lighting Controls
Commercial | Daylight or Occupancy Control for Exterior Area/Pole Mounted Fixtures1 | $20-$75 | N/A | LED Fixture = $20; HID Fixture ≤ 100 Watts = $25; HID Fixture 101 – 249 Watts = $40; HID Fixture ≥ 250 Watts = $75 | Commercial & Industrial EE Program: Interior and Exterior Lighting Controls
Commercial | Daylight or Occupancy Control for Exterior Canopy Fixtures | $15-$75 | N/A | LED Fixture = $15; HID Fixture ≤ 100 Watts = $25; HID Fixture 101 – 249 Watts = $40; HID Fixture ≥ 250 Watts = $75 | Commercial & Industrial EE Program: Interior and Exterior Lighting Controls
Commercial | Daylight or Occupancy Control for Exterior Parking Garage Fixtures | $5-$75 | N/A | LED Fixture = $5; HID Fixture ≤ 100 Watts = $25; HID Fixture 101 – 249 Watts = $40; HID Fixture ≥ 250 Watts $75 | Commercial & Industrial EE Program: Interior and Exterior Lighting Controls
Commercial | Daylight or Occupancy Control for Exterior Wall Pack Fixtures | $15-$100 | N/A | LED Fixture = $15; HID Fixture ≤ 100 Watts = $20; HID Fixture 101 – 399 Watts = $50; HID Fixture ≥ 400 Watts = $100 | Commercial & Industrial EE Program: Interior and Exterior Lighting Controls
Commercial | Daylight Dimming, Daylight Stepped, Occupancy, or Programmable Controls for Interior Spaces | 25 | N/A | Existing Switched Control Only | Commercial & Industrial EE Program: Interior and Exterior Lighting Controls
Commercial | Networked Controls | 50 | N/A | Existing Switched Control Only | Commercial & Industrial EE Program: Interior and Exterior Lighting Controls
Commercial | Daylight or Occupancy Control for Fixtures In Refrigerated Cases | 25 | N/A | Existing Switched Control Only | Commercial & Industrial EE Program: Interior and Exterior Lighting Controls
Commercial | Lighting Power Density Incentives for Solid State Lighting | Incentives based on annual kWh savings at a rate of $0.16/kWh up to 50% of the customer’s project cost for eligible measure(s) | N/A | For new fixtures only, lamp replacement is not eligible | Commercial & Industrial EE Program: Custom Lighting
Commercial | Packaged Terminal AC (PTAC) Standard Size | $100 per ton | N/A | Eligible: EER > 14.0 – (0.300 x (Cooling Capacity in BTUh/1000) | Commercial & Industrial EE Program: Electric HVAC & Domestic Hot Water
Commercial | Packaged Terminal AC (PTAC) Non-Standard Size | $100 per ton | N/A | Eligible: EER > 10.9 - (0.213 × Cooling Capacity in BTUh/1000) | Commercial & Industrial EE Program: Electric HVAC & Domestic Hot Water
Commercial | Packaged Terminal Heat Pump (PTHP) Standard Size | $100 per ton | N/A | EER > 14.0 – (0.300 x Cooling Capacity in BTUh/1000) and COP > 3.7 – (0.052 × Heating Capacity in BTUh/1000) | Commercial & Industrial EE Program: Electric HVAC & Domestic Hot Water
Commercial | Packaged Terminal Heat Pump (PTHP) Nonstandard Size | $100 per ton | N/A | EER >10.9 - (0.213 × Cooling Capacity in BTUh/1000) and COP > 2.9 - (0.026 × Heating Capacity in BTUh/1000) | Commercial & Industrial EE Program: Electric HVAC & Domestic Hot Water
Commercial | Single-Package Vertical Air Conditioner (SPVAC) | $100 per ton | N/A | EER > 10.0 | Commercial & Industrial EE Program: Electric HVAC & Domestic Hot Water
Commercial | Single-Package Vertical Heat Pump (SPVHP) | $100 per ton | N/A | EER > 10.0 and COP > 3.0 | Commercial & Industrial EE Program: Electric HVAC & Domestic Hot Water
Commercial | Unitary HVAC and Split Air systems (Heating: All) | $115 per ton | N/A | Split System < 5.4 tons, < 65 MBH, SEER > 13.0; Single Package < 5.4 tons, < 65 MBH, SEER > 14.0 | Commercial & Industrial EE Program: Electric HVAC & Domestic Hot Water
Commercial | Unitary HVAC and Split Air systems (Heating: Electric Resistance or None) | $60-$75 per ton | N/A | ≥ 5.4 to <11.25 tons, ≥ 65 to <135 MBH, EER > 11.2 and IEER > 12.8 = $75 ≥ 11.25 to < 20 tons, ≥ 135 to <240 MBH, EER > 11 and IEER > 12.4 = $75 ≥ 20 to < 63 tons, ≥ 240 to <760 MBH, EER > 10 and IEER > 11.6 = $60 > 63 tons, > 760 MBH, EER > 9.7 and IEER > 11.2 = $60 | Commercial & Industrial EE Program: Electric HVAC & Domestic Hot Water
Commercial | Unitary HVAC and Split Air systems (Heating: All Other) | $60-$75 per ton | N/A | ≥ 5.4 to <11.25 tons, ≥ 65 to <135 MBH, EER > 11.0 and IEER > 12.6 = $75 ≥ 11.25 to <20 tons, ≥ 135 to <240 MBH, EER > 10.8 and IEER > 12.2 = $75 ≥ 20 to < 63 tons, ≥ 240 to <760 MBH, EER > 9.8 and IEER > 11.4 = $60 > 63 tons, > 760 MBH, EER > 9.5 and IEER > 11 = $60 | Commercial & Industrial EE Program: Electric HVAC & Domestic Hot Water
Commercial | Variable Refrigerant Flow-Air Conditioner | $75-$140 per ton | N/A | Multisplit System < 5.4 tons, < 65 MBH, SEER > 13.0 = $140 ≥ 5.4 to < 11.25 tons, ≥ 65 to <135 MBH, EER > 11.2 and IEER > 15.5 = $90 ≥ 11.25 to < 20 tons, ≥ 135 to <240 MBH, EER > 11.0 and IEER > 14.9 = $90 > 20 tons, > 240 MBH, EER > 10 and IEER > 13.9 = $75 | Commercial & Industrial EE Program: Electric HVAC & Domestic Hot Water
Commercial | Air to Air Heat Pump (Heating - All) | $250 per ton | N/A | Split System <5.4 tons, < 65 MBH, SEER > 14.0 and HSPF > 8.2 Single Package < 5.4 tons, < 65 MBH, SEER > 14.0 and HSPF > 8.0 | Commercial & Industrial EE Program: Electric HVAC & Domestic Hot Water
Commercial | Air to Air Heat Pump (Heating - Electric Resistance or None) | $100-$160 per ton | N/A | ≥ 5.4 to < 11.25 tons, ≥ 65 to <135 MBH, EER > 11.0 and IEER > 12.0 = $160 ≥ 11.25 to < 20 tons, ≥ 135 to <240 MBH, EER > 10.6 and IEER > 11.6 = $160 ≥ 20 to < 63 tons, ≥ 240 to <760 MBH, EER > 9.5 and IEER > 10.6 = $100 | Commercial & Industrial EE Program: Electric HVAC & Domestic Hot Water
Commercial | Air to Air Heat Pump (Heating – All Other) | $100-$160 per ton | N/A | ≥ 5.4 to < 11.25 tons,≥ 65 to < 135 MBH, EER > 10.8 and IEER > 11.8 and COP47 > 3.3 = $160 ≥ 11.25 to < 20 tons, ≥ 135 to <240 MBH, EER > 10.4 and IEER > 11.4 and COP47 > 3.2 = $160 ≥ 20 to < 63 tons, ≥ 240 to < 760 MBH, EER > 9.3 and IEER > 9.4 and COP47 > 3.2 = $100 | Commercial & Industrial EE Program: Electric HVAC & Domestic Hot Water
Commercial | Variable Refrigerant Flow- Air to Air & Applied Heat Pump | $120-$300 per ton | N/A | < 5.4 tons < 65 MBH = $300 ≥ 5.4 to < 11.25 tons, ≥ 65 to < 135 MBH = $190 ≥ 11.25 to < 20 tons, ≥ 135 to < 240 MBH = $190 ≥ 20 tons, ≥ 240 MBH = $120 | Commercial & Industrial EE Program: Electric HVAC & Domestic Hot Water
Commercial | Variable Refrigerant Flow - Water Source Heat Pumps | $190-$300 per ton | N/A | Multisplit System < 5.4 tons, < 65 MBH = $300 ≥ 5.4 to < 11.25 tons, ≥ 65 to < 135 MBH = $190 ≥ 11.25 tons, ≥ 135 MBH = $190 | Commercial & Industrial EE Program: Electric HVAC & Domestic Hot Water
Commercial | Water Source Heat Pump (Water Loop) | $160 per ton | N/A | < 1.4 tons, < 17 MBH, EER > 12.2 and COPH > 4.3 = $160 ≥ 1.4 to < 5.4 tons, ≥ 17 < 65 MBH, EER > 13.0 and COPH > 4.3 = $160 ≥ 5.4 < 11.25 tons, ≥ 65 < 135 MBH, EER > 13.0 and COPH > 4.3 = $160 | Commercial & Industrial EE Program: Electric HVAC & Domestic Hot Water
Commercial | Electric Water Heaters Resistance | $0.16 per kWh | N/A | >12kW | Commercial & Industrial EE Program: Electric HVAC & Domestic Hot Water
Commercial | Storage Tank Water Heater | $0.16 per kWh | N/A | >12kW | Commercial & Industrial EE Program: Electric HVAC & Domestic Hot Water
Commercial | High Efficiency Natural Gas Furnace | $500-$2,500 | N/A | < 225 MBH, AFUE ≥ 92% = $500 ≥ 225 < 500 MBH, Min Thermal Efficiency of 90% = $750 ≥ 500 < 1,000 MBH, Min Thermal Efficiency of 90% = $1,500 ≥ 1,000 MBH, Min Thermal Efficiency of 90% = $2,500 | Commercial & Industrial EE Program: Gas HVAC & Domestic Hot Water
Commercial | High Efficiency Natural Gas Hot Water Boiler - Non-Condensing | $1,000-$3,500 | N/A | < 300 MBH, AFUE ≥ 85% = $1,000 ≥ 300 < 500 MBH, Min Thermal Efficiency of 85% = $2,000 ≥ 500 < 1,000 MBH, Min Thermal Efficiency of 85% = $2,500 ≥ 1,000 ≤ 2500 MBH, Min Thermal Efficiency of 85% = $3,500 > 2500 MBH, Min Combustion Efficiency of 88% = $3,500 | Commercial & Industrial EE Program: Gas HVAC & Domestic Hot Water
Commercial | High Efficiency Natural Gas Hot Water Boiler - Condensing | $2,000-$15,000 | N/A | < 300 MBH, AFUE ≥ 90% = $2,000 ≥ 300 < 500 MBH, Min Thermal Efficiency of 90% = $3,000 ≥ 500 < 1,000 MBH, Min Thermal Efficiency of 90% = $5,000 ≥ 1,000 ≤ 2500 MBH, Min Thermal Efficiency of 90% = $15,000 > 2500 MBH, Min Combustion Efficiency of 93% = $15,000 | Commercial & Industrial EE Program: Gas HVAC & Domestic Hot Water
Commercial | High Efficiency Natural Gas Hot Steam Boiler | $700-$2,500 | N/A | < 300 MBH, AFUE ≥ 82% = $700 ≥ 300 ≤ 2500 MBH, Min Thermal Efficiency of 82% = $2,500 > 2500 MBH, Min Combustion Efficiency of 82% = $2,500 | Commercial & Industrial EE Program: Gas HVAC & Domestic Hot Water
Commercial | Storage Tank Water Heater | $4.50 per MBH | N/A | <4,000 BTU/hr/gal, >75,000 Btu/h | Commercial & Industrial EE Program: Gas HVAC & Domestic Hot Water
Commercial | Gas Heating/Hot Water Controls - Boiler Reset Control | 200 | N/A |  | Commercial & Industrial EE Program: Gas HVAC & Domestic Hot Water
Commercial | Gas Heating/Hot Water Controls - Setback Thermostat | 30 | N/A |  | Commercial & Industrial EE Program: Gas HVAC & Domestic Hot Water
Commercial | Infrared Unit Heater | 500 | N/A | Limited to replacing existing natural gas burning non-infrared heating systems. Must be new, low-intensity, infrared gas-fired unit heater. | Commercial & Industrial EE Program: Gas HVAC & Domestic Hot Water
Commercial | Chiller: Air cooled, with condenser, electrically operated | $0.18/kWh saved | N/A | Chiller equipment must minimally be code compliant as outlined on ConEd website | Commercial & Industrial EE Program: Chillers
Commercial | Chiller: Water cooled, elec. operated, positive displacement, rotary | $0.18/kWh saved | N/A | Chiller equipment must minimally be code compliant as outlined on ConEd website | Commercial & Industrial EE Program: Chillers
Commercial | Chiller: Water cooled, elec. operated, centrifugal | $0.18/kWh saved | N/A | Chiller equipment must minimally be code compliant as outlined on ConEd website | Commercial & Industrial EE Program: Chillers
Commercial | Pre-Rinse Spray Valve - Low-Flow | 25 | N/A | 1.12 GPM, Retrofit only | Commercial & Industrial EE Program: Commercial Kitchen
Commercial | Faucet Aerator - Low-Flow | 2.5 | N/A | 1.5 GPM, Retrofit only | Commercial & Industrial EE Program: Commercial Kitchen
Commercial | Window Film | $0.75/square foot | N/A | Buildings with electric AC and gas heat only. | Commercial & Industrial EE Program: Building Envelope
Commercial | Cool Roof | $40/thousand square feet | N/A | Buildings with electric AC and gas heat only. | Commercial & Industrial EE Program: Building Envelope
Commercial | Air Compressor - Load/No Load | $85/HP | N/A | 15-75 HP | Commercial & Industrial EE Program: Air Compressor
Commercial | Air Compressor - VSD | $175/HP | N/A | 15-75 HP | Commercial & Industrial EE Program: Air Compressor
Commercial | Air Compressor - Variable Displacement | $100/HP | N/A | 50-75 HP | Commercial & Industrial EE Program: Air Compressor
Commercial | Elevator Modernization | 0.19/kWh | N/A | Motor drives, braking systems, controls etc | Commercial & Industrial EE Program: Elevators
Commercial | VFDs with negative peak coincident kW savings | $50/HP | N/A | New VFDs | Commercial & Industrial EE Program: VFDs
Commercial | All other VFD types | $0.08/ kWh | N/A | New VFDs | Commercial & Industrial EE Program: VFDs
Commercial | Door Gasket Replacement: Reach-in Cooler | $0.16/kWh | N/A | 37.3% minimum damaged length | Commercial & Industrial EE Program: Refrigeration
Commercial | Door Gasket Replacement: Reach-in /Walk-in Freezer | $0.16/kWh | N/A | 4.9% minimum damaged length | Commercial & Industrial EE Program: Refrigeration
Commercial | Refrigerated Case Night Cover | $0.16/kWh | N/A | Must not replace an existing night cover | Commercial & Industrial EE Program: Refrigeration
Commercial | Strip curtains in walk-in coolers or freezers | $0.16/kWh | N/A | For applications with no existing strip curtain or in cases where more than 15% of the door area is not covered by existing strip curtain | Commercial & Industrial EE Program: Refrigeration
Commercial | EC motors for reach-in coolers and walk-in coolers or freezers | $0.16/kWh | N/A | Must be shaded pole or split capacitor type | Commercial & Industrial EE Program: Refrigeration
Commercial | Anti-Sweat Heater Control - Reach-in Cooler or Freezer | 25 | N/A | New heater control must not replace existing heater control. | Commercial & Industrial EE Program: Refrigeration
Commercial | Evaporator Fan Control - Walk-in Cooler or Freezer | $0.16/kWh | N/A | New evaporator fan control must not replace existing fan control | Commercial & Industrial EE Program: Refrigeration
Commercial | Performance Based Custom kW savings | $600/kW | N/A |  | Custom Commercial & Industrial EE Program
Commercial | Performance Based Custom kWh savings | $0.16/kWh | N/A |  | Custom Commercial & Industrial EE Program
Commercial | Performance Based Custom therm savings | $3/therm | N/A |  | Custom Commercial & Industrial EE Program
Residential | Wi-Fi Enabled Smart Thermostat | 50 | N/A
Residential | Wi-Fi Enabled Smart Thermostat - Enrollment with Con Ed for 2 years | 85 | N/A | Allows Con Edison to make brief, limited adjustments to central air-conditioner setting during the summer to reduce demand on our electric grid. Customer is always in control and can override the settings at any time.
Residential | Room Air Conditioner | 30 | N/A | Replace your older room air conditioner with a newer and more energy-efficient model | Residential Energy Efficient Appliances
Residential | Electric Heat Pump Water Heater | 400 | N/A | ENERGY STAR® certified ≤ 55 gallons: ≥ 2.0 energy factor; > 55 gallons: ≥ 2.2 energy factor
Residential | Standalone Water Heater | 100 | N/A | Energy Star rated 40 gallon or greater and ≥0.67 energy factor | Residential Gas Systems
Residential | Tankless Water Heater | 400 | N/A | Energy Star rated and ≥0.82 energy factor | Residential Gas Systems
Residential | Indirect Water Heater | 300 | N/A | Attached to qualifying natural gas boiler | Residential Gas Systems
Residential | Furnace | $200-$400 | N/A | AFUE ≥ 92% = $200, AFUE ≥ 94% = $400 | Residential Gas Systems
Residential | ECM Furnace Fan | 200 | N/A | Integral component of qualifying natural gas furnace | Residential Gas Systems
Residential | Water Boiler | $500-$1,000 | N/A | AFUE ≥ 85% = $500, AFUE ≥ 90% = $1,000 | Residential Gas Systems
Residential | Steam Boiler | 500 | N/A | AFUE ≥ 82% | Residential Gas Systems
Residential | Boiler Reset Control | 100 | N/A | Attached to qualifying natural gas boiler | Residential Gas Systems
Residential | Programmable Thermostat | 25 | N/A | Controls heating equipment, Maximum one thermostat rebate per account number | Residential Gas Systems
Residential | Dehumidifier | 20 | N/A | For qualifying models | Residential Energy Efficient Appliances
Residential | Washing Machines | 35 | N/A | For qualifying models | Residential Energy Efficient Appliances
Residential | Dishwashers | 50 | N/A | For qualifying models | Residential Energy Efficient Appliances
Residential | Weatherization | up to $6,500 | N/A | Includes initial consultation by phone, home inspection, and home upgrade plan | HomeAdvance Program
Residential | LED Bulbs | Discounts at retailers | N/A | Applies to Energy Star certified bulbs | Residential
Residential | Nissan Leaf | 3000 | N/A | Offer expires July 2, 2018 | New York State Clean Drive Rebate
Residential | Electric Vehicle Charging | $150-$500 | N/A | $150 for installing and registering free C2 connected car device; up to $500 for charging EV on off-peak hours | Smart Charge New York
Residential | Natural Gas (from oil) Conversion | up to $3,000 | N/A | $2,000 conversion rebate, up to $1,000 equipment rebate Eligible to 6/15/18
Sources:
https://www.coned.com/-/media/files/coned/documents/save-energy-money/rebates-incentives-tax-credits/rebates-incentives-tax-credits-for-commercial-industrial-buildings-customers/commercial-and-industrial-program/program-manual.pdf?la=en
https://www.coned.com/-/media/files/coned/documents/save-energy-money/rebates-incentives-tax-credits/rebates-incentives-for-multifamily-customers/multifamily-building-incentive-offer-electric.pdf?la=en
https://www.coned.com/-/media/files/coned/documents/save-energy-money/rebates-incentives-tax-credits/rebates-incentives-for-multifamily-customers/multifamily-building-incentive-offer-gas.pdf?la=en
https://www.coned.com/en/save-money/rebates-incentives-tax-credits/rebates-incentives-tax-credits-for-residential-customers

## Connecticut
Program Administrator: EVERSOURCE
Sector | Measure | Incentive ($) | Additional Details | Program
Commercial | Commercial Clothes Washer | 200 | Must be ENERGY STAR® certified | C&I Clothes Washers and Commercial Kitchen Equipment
Commercial | Electric Convection Oven | 350 | Must be ENERGY STAR® certified | C&I Clothes Washers and Commercial Kitchen Equipment
Commercial | Electric Fryer | 200 | Must be ENERGY STAR® certified | C&I Clothes Washers and Commercial Kitchen Equipment
Commercial | Electric Griddle | 400 | Must be ENERGY STAR® certified | C&I Clothes Washers and Commercial Kitchen Equipment
Commercial | Electric Hot Food Holding Cabinets | $650-$975 | Must be ENERGY STAR® certified; Product interior volumne (cubic feet) < 13 = $650; 13 < 28 = $975; ≥ 28 = $900 | C&I Clothes Washers and Commercial Kitchen Equipment
Commercial | Electric Steam Cooker | 1125 | Must be ENERGY STAR® certified | C&I Clothes Washers and Commercial Kitchen Equipment
Commercial | Freezer, Glass Door, Self Contained | $1,150-$1,975 | Must be ENERGY STAR® certified; 30-49.9 cubic feet = $1,150; 50 cubic feet or larger = $1,975 | C&I Clothes Washers and Commercial Kitchen Equipment
Commercial | Freezer, Solid Door, Self Contained | $125-$500 | Must be ENERGY STAR® certified; Less than 15 cubic feet = $125; 15-29.9 cubic feet = $200; 30-49.9 cubic feet = $200; 50 cubic feet or larger = $500 | C&I Clothes Washers and Commercial Kitchen Equipment
Commercial | High Efficiency Natural Gas Steamer | 750 | Must be ENERGY STAR® certified | C&I Clothes Washers and Commercial Kitchen Equipment
Commercial | High Temp Electric or Natural Gas Dishwasher - Door Type | 375 | Must be ENERGY STAR® certified | C&I Clothes Washers and Commercial Kitchen Equipment
Commercial | High Temp Electric or Natural Gas Dishwasher - Single Tank Conveyor | 200 | Must be ENERGY STAR® certified | C&I Clothes Washers and Commercial Kitchen Equipment
Commercial | High Temp Electric or Natural Gas Dishwasher - Under Counter | 750 | Must be ENERGY STAR® certified | C&I Clothes Washers and Commercial Kitchen Equipment
Commercial | Ice Machines (Ice Making Head units only) | $50-$100 | Harvest rate: 101-200 lbs/day = $50; 201-300 lbs/day = $50; 301-400 lbs/day = $75; 401-500 lbs/day = $75; 501-1000 lbs/day = $75; 1001-1500 lbs/day = $100; Greater than 1500 lbs/day = $100 | C&I Clothes Washers and Commercial Kitchen Equipment
Commercial | Low Temp Electric or Natural Gas Dishwasher - Door Type | 1200 | Must be ENERGY STAR® certified | C&I Clothes Washers and Commercial Kitchen Equipment
Commercial | Low Temp Electric or Natural Gas Dishwasher - Single Tank Conveyor | 125 | Must be ENERGY STAR® certified | C&I Clothes Washers and Commercial Kitchen Equipment
Commercial | Low Temp Electric or Natural Gas Dishwasher - Under Counter | 300 | Must be ENERGY STAR® certified | C&I Clothes Washers and Commercial Kitchen Equipment
Commercial | Natural Gas Convection Oven | 500 | Must be ENERGY STAR® certified | C&I Clothes Washers and Commercial Kitchen Equipment
Commercial | Natural Gas Fryer | 750 | Must be ENERGY STAR® certified | C&I Clothes Washers and Commercial Kitchen Equipment
Commercial | Natural Gas Griddle | 450 | Must be ENERGY STAR® certified | C&I Clothes Washers and Commercial Kitchen Equipment
Commercial | Pre Rinse Spray Valve | 40 | Building must have Electric or Gas Hot Water; Must meet CEE specifications | C&I Clothes Washers and Commercial Kitchen Equipment
Commercial | Refrigerator, Solid Door, Self Contained | $175-$300 | Must be ENERGY STAR® certified; 30-49.9 cubic feet = $175; 50 cubic feet or larger = $300 | C&I Clothes Washers and Commercial Kitchen Equipment
Commercial | Air Source Heat Pump ≥ 20 to ≤ 30 tons | $70-$120/ton | Tier 1 = Min 10.5 EER = $70/ton; Tier 2 = Min 10.8 EER = $120/ton | C&I Cool Choice (HVAC)
Commercial | Air Source Heat Pump ≥ 5.4 to < 20.0 tons | $80-$150/ton | Tier 1 = Min 11.5 EER = $80/ton; Tier 2 = Min 12.0 EER = $150/ton | C&I Cool Choice (HVAC)
Commercial | Air Source Heat Pump Single Package < 5.4 tons | $80-$150/ton | Tier 1 = Min 14.0 SEER & 8.5 HSPF = $80/ton; Tier 2 = Min 15.0 SEER & 9.0 HSPF = $150/ton | C&I Cool Choice (HVAC)
Commercial | Air Source Heat Pump Split System < 5.4 tons | $80-$150/ton | Tier 1 = Min 14.0 SEER & 8.5 HSPF = $80/ton; Tier 2 = Min 15.0 SEER & 9.0 HSPF = $150/ton | C&I Cool Choice (HVAC)
Commercial | Dual enthalpy economizer controls | $250/unit | Rebates for economizer controls available only when installed with new qualifying HVAC units. Rebates for controls applicable for Unitary Systems only and must have electric air conditioning. | C&I Cool Choice (HVAC)
Commercial | Unitary and Split System HVAC Equipment < 5.4 tons | $50-$85/ton | Tier 1 = Min 14.0 SEER = $50/ton; Tier 2 = Min 15.0 SEER = $85/ton | C&I Cool Choice (HVAC)
Commercial | Unitary and Split System HVAC Equipment ≥ 11.25 to < 20 tons | $50-$85/ton | Tier 1 = Min 11.5 EER = $50/ton; Tier 2 = Min 12.0 EER = $85/ton | C&I Cool Choice (HVAC)
Commercial | Unitary and Split System HVAC Equipment ≥ 20 to ≤ 30 tons | $75-$120/ton | Tier 1 = Min 10.8 EEER = $75/ton; Tier 2 = Min 11.5 EER = $120/ton | C&I Cool Choice (HVAC)
Commercial | Unitary and Split System HVAC Equipment ≥ 5.4 to < 11.25 tons | $50-$85/ton | Tier 1 = Min 11.5 EER = $50/ton; Tier 2 = Min 12.0 EER = $85/ton | C&I Cool Choice (HVAC)
Commercial | Water Source Heat Pump ≤ 11.25 tons | $150/ton | Min 14.0 EER | C&I Cool Choice (HVAC)
Commercial | Condensing Gas Boilers | $8 / Input MBH | Outdoor temperature reset required; hydronic boilers only; < 300 Input MBH (thousands of BTUs/hour), AFUE must be ≥ 92%; 300 - 2,500 Input MBH, Thermal Efficiency must be ≥ 92%. | C&I Gas Heating & Water Heating Equipment
Commercial | Condensing Gas Furnaces | $4 / Input MBH | AFUE/Combustion Efficiency must be ≥ 92% | C&I Gas Heating & Water Heating Equipment
Commercial | Condensing Gas Unit Heaters | $2 / Input MBH | Thermal Efficiency must be ≥ 90% | C&I Gas Heating & Water Heating Equipment
Commercial | Gas Fired Absorption Heat Pumps | $500 / Ton | Heating Efficiency must be 100% or greater | C&I Gas Heating & Water Heating Equipment
Commercial | Large Domestic Hot Water Boiler | $2 / Input MBH | Input > 75,000 BTUh and Thermal Efficiency must be ≥ 85% | C&I Gas Heating & Water Heating Equipment
Commercial | Natural Gas Infrared Radiant Heaters (Low Intensity) | $500-$850 / unit | ≤ 50,000 BTUh = $500 / Unit; > 50,000 BTUh up to 150,000 BTUh = $550 / Unit; > 150,000 BTUh up to 175,000 BTUh = $650 / Unit; > 175,000 BTUh = $850 / Unit | C&I Gas Heating & Water Heating Equipment
Commercial | Non-Condensing Gas Boilers | $3 / Input MBH | Hydronic boilers only; < 300 Input MBH, AFUE must be ≥ 85%. 300 - 2,500 Input MBH, Thermal Efficiency must be ≥ 82%. | C&I Gas Heating & Water Heating Equipment
Commercial | On-Demand Domestic Water Heater | $4 / Input MBH | Input < 200,000 BTH/h and Energy Factor (EF) must be ≥ 0.85; Input ≥ to 200,000 BTUh and Thermal Efficiency must be ≥ 90% | C&I Gas Heating & Water Heating Equipment
Commercial | Storage-Type Domestic Water Heater | $5 / Input MBH | Thermal Efficiency must be ≥ 90% | C&I Gas Heating & Water Heating Equipment
Commercial | Ceiling Mounted Occupancy Sensors | 20 | Min 100 controlled watts; Ceiling mounted control with no manual “ON” overrides. | Commercial Lighting
Commercial | LED Cooler, Freezer Case or Refrigerated Shelving Fixtures – 3’ & 4’ Fixtures | 40 | Must be DLC certified; Min 30 watts saved; Eligible LED Cooler and Freezer Case fixtures. | Commercial Lighting
Commercial | LED Cooler, Freezer Case or Refrigerated Shelving Fixtures – 5’ & 6’ Fixtures | 60 | Must be DLC certified; Min 45 watts saved; Eligible LED Cooler and Freezer Case fixtures. | Commercial Lighting
Commercial | LED Decorative Replacement Lamps (B, BA, C, CA, DC, F, G, Candelabra Edison base lamps) | 5 | Must be ENERGY STAR® certified; Min 5 watts saved; Eligible LED Integral replacement lamps. | Commercial Lighting
Commercial | LED Directional Replacement Lamps (< 20/8 inch and LED Downlight Retrofit Kits) | 22 | Must be ENERGY STAR® certified; Min 17 watts saved; Eligible LED Directional Integral replacement lamps are for all reflector styles PAR 30 and larger. Also Eligible are Screw Base LED Downlight Retrofit Kits. | Commercial Lighting
Commercial | LED Directional Replacement Lamps (< 20/8 inch) | 12 | Must be ENERGY STAR® certified; Min 9 watts saved; Eligible for these reflector styles: MR16, PAR16 and PAR20 | Commercial Lighting
Commercial | LED Downlight Fixtures Hard Wired or GU-24 base | 40 | Must be ENERGY STAR® certified; Min 30 watts saved; Applies only to hardwired or GU-24 base LED fixtures rated as a commercial LED product by ENERGY STAR. | Commercial Lighting
Commercial | LED Exterior Fixtures (Tier 1) | 30 | Must be DLC certified; Min 30 watts saved; Does not include retrofit kits or lamps | Commercial Lighting
Commercial | LED Exterior Fixtures (Tier 2) | 60 | Must be DLC certified; Min 60 watts saved; Does not include retrofit kits or lamps | Commercial Lighting
Commercial | LED Exterior Fixtures (Tier 3) | 120 | Must be DLC certified; Min 120 watts saved; Does not include retrofit kits or lamps | Commercial Lighting
Commercial | LED Exterior Fixtures (Tier 4) | 180 | Must be DLC certified; Min 180 watts saved; Does not include retrofit kits or lamps | Commercial Lighting
Commercial | LED GU24 Lamp | 10 | Must be ENERGY STAR® certified; Min 11 watts saved; Eligible LED GU24 Lamps | Commercial Lighting
Commercial | LED Interior Fixtures (Tier 1) | 50 | Must be DLC certified; Min 40 watts saved; Does not include retrofit kits or lamps | Commercial Lighting
Commercial | LED Interior Fixtures (Tier 2) | 80 | Must be DLC certified; Min 80 watts saved; Does not include retrofit kits or lamps | Commercial Lighting
Commercial | LED Interior Fixtures (Tier 3) | 120 | Must be DLC certified; Min 110 watts saved; Does not include retrofit kits or lamps | Commercial Lighting
Commercial | LED Interior Fixtures (Tier 4) | 180 | Must be DLC certified; Min 140 watts saved; Does not include retrofit kits or lamps | Commercial Lighting
Commercial | LED Linear Replacement Lamp – 2 Foot | 5 | Min 7 watts saved; Two foot linear T8 replacement lamp currently listed on the DLC qualified products list. Not for use with T12 magnetic ballasts | Commercial Lighting
Commercial | LED Linear Replacement Lamp – 4 Foot | 5 | Min 15 watts saved; Four foot linear T8 replacement lamp currently listed on the DLC qualified products list. Electrical modification to existing fixture may not be required. Not for use with T12 magnetic ballasts. | Commercial Lighting
Commercial | LED Omni Directional Replacement Lamps (A, BT, P, PS, S, T Edison base lamps) | 12 | Must be ENERGY STAR® certified; Min 10 watts saved; Eligible LED Integral replacement lamps. | Commercial Lighting
Commercial | LED or LEC (Electroluminescence) Exit Fixtures | 10 | Must be DLC certified; Min 5 watts saved; Exit sign retrofit kits are not eligible. | Commercial Lighting
Commercial | LED U-Bend Replacement Lamp | 8 | Min 6 watts saved; Four foot linear T8 replacement lamp currently listed on the DLC qualified products list. Not for use with T12 magnetic ballasts | Commercial Lighting
Commercial | Wall Mounted Occupancy Sensors | 20 | Min 50 controlled watts; Occupancy Sensors must operate as Automatic ON and OFF. Sensors are wall-mounted devices only. | Commercial Lighting
Commercial | Wall Mounted Vacancy Occupancy Sensors | 20 | Min 50 controlled watts; Vacancy Sensors must operate as Manual ON, Automatic OFF. Sensors are wall-mounted devices only. | Commercial Lighting
Low-Income | Energy Assessment and On-the-Spot Services | Free | Eligible for families with combined gross annual income below the state’s 60 percent income median. | Home Energy Solutions - Income Eligible
Multi-Family | Multi-Family Initiative (Custom) | Custom Incentives | Provides a comprehensive assessment of the building’s energy savings opportunitie; Improves tenant dwelling units with Direct Install measures (air sealing, LED light bulbs, & water savings). Provides helpful strategies to identify and install cost-effective energy efficiency improvements and renewable energy strategies. Provides assistance with previously planned energy upgrade projects. | Multi-Family Initiative
Residential | Air Source Heat Pump Split Systems | 500 | Minimum Efficiency: 16 SEER, 12.5 EER, 10 HSPF | Home Energy Solutions
Residential | Boiler circulator pump with Electronically Commutated Motor (ECM) | 25 |  | Home Energy Solutions
Residential | Bottom-mount refrigerator/freezer (DOE product class 5) | 20 | Per CT Spreadsheet | Home Energy Solutions
Residential | Central Air Conditioning Split System | 200 | Minimum Efficiency: 16 SEER, 12.5 EER | Home Energy Solutions
Residential | Chest freezer (stand-alone) (DOE product class 10) | 10 | Per CT Spreadsheet | Home Energy Solutions
Residential | Clothes Dryers | 100 | Per CT Spreadsheet | Home Energy Solutions
Residential | Clothes Washers | 20 | Per CT Spreadsheet | Home Energy Solutions
Residential | ENERGY STAR® Ductless Heating and Cooling System of Matched Assembly Multi-Indoor Unit | 500 | Minimum Efficiency: 18 SEER, 12.5 EER, 9 HSPF | Home Energy Solutions
Residential | ENERGY STAR® Ductless Heating and Cooling System of Matched Assembly Single Indoor Unit | 300 | Minimum Efficiency: 20 SEER, 12.5 EER, 10 HSPF | Home Energy Solutions
Residential | ENERGY STAR® Heat Pump Water Heater | 500 | Must be ENERGY STAR-certified with an Energy Factor (EF) ≥ 3.0. Must be purchased from a participating distributor located in Connecticut. | Home Energy Solutions
Residential | Geothermal Heat Pump | $500 per nominal AHRI-rated cooling ton, paid in ½ ton increments capped at $1,500 per dwelling unit | Geothermal equipment must be a closed loop or direct expansion type and ENERGY STAR®-certified (existing homes for 2012 Tier 3 requirements) in order to be eligible for a rebate. Field testing must be done under appropriate test conditions. AHRI/ISO/ASHRAE Standard 13256-1 for closed loop systems. AHRI/ISO/ASHRAE Standard 870 for DX systems. | Home Energy Solutions
Residential | LED (general service, outdoor, reflector) | 2.89 | Per CT Spreadsheet | Home Energy Solutions
Residential | Natural Gas Boiler | 750 | ENERGY STAR certified 94% AFUE or greater with Temperature Reset or Purge Control | Home Energy Solutions
Residential | Natural Gas Condensing Storage Water Heater | 300 | ENERGY STAR certified, must have a Thermal Efficiency of ≥ 0.95 | Home Energy Solutions
Residential | Natural Gas Tankless Water Heater with Electric Ignition | 300 | ENERGY STAR certified, must have an Energy Factor of ≥ .94 | Home Energy Solutions
Residential | Natural Gas Warm Air Furnace | 800 | ENERGY STAR certified 95% AFUE3 or greater and AHRI Rated with Electronically Commutated Motor (ECM) | Home Energy Solutions
Residential | Oil Warm Air Furnace | 250 | ENERGY STAR certified 85% AFUE or greater and AHRI Rated with ECM | Home Energy Solutions
Residential | Propane Warm Air Furnace | 250 | ENERGY STAR certified 95% AFUE or greater and AHRI Rated with ECM | Home Energy Solutions
Residential | Side-mount refrigerator/freezer (DOE product class 7) | 20 | Per CT Spreadsheet | Home Energy Solutions
Residential | Top-mount refrigerator/freezer (DOE product class 3) | 20 | Per CT Spreadsheet | Home Energy Solutions
Residential | Upright freezer (stand-alone) (DOE product class 9) | 10 | Per CT Spreadsheet | Home Energy Solutions
Residential | Energy Assessment and On-the-Spot Services | Reduced price of $149-$174 | $149 for customers who heat with natural gas or electricity $174 for customers who heat with oil, propane or any other fuel Average home receives $1,000 worth on services including basic weatherization and energy-saving measures such as air sealing, energy-efficient lighting, faucet aerators and low-flow showerheads. | Home Energy Solutions - Core Services
Residential | Residential New Construction | $1500-$7000 | Applies to residential customers building a new home or gut rehab. Single- and multi-family homes are eligible. Application must be submitted before home is insulated. | Residential New Construction
Sources:
https://www.energizect.com/your-home
https://efi.secure.force.com/client/LandingCTCIV1
NEEP EIA Project_Jan_24_2018' spreadsheet provided to NEEP (noted in Additional Details column when used)

## Rhode Island
Program Administrator: NATIONAL GRID
Sector | Measure | Incentive ($) | Additional Details | Program
Commercial | (ECM) Circulator Pumps for hydronic heating or service hot water installations | N/A | This program makes high efficiency equipment more readily available to customers. See: https://www.nationalgridus.com/media/pdfs/bus-ways-to-save/ee7078-ci-upstream-hvac.pdf | C&I Upstream HVAC Program
Commercial | Air-Cooled Air Conditioning and Heat Pump Systems | N/A | This program makes high efficiency equipment more readily available to customers. See: https://www.nationalgridus.com/media/pdfs/bus-ways-to-save/ee7078-ci-upstream-hvac.pdf | C&I Upstream HVAC Program
Commercial | Ductless Mini- and Multi-Split Systems | N/A | This program makes high efficiency equipment more readily available to customers. See: https://www.nationalgridus.com/media/pdfs/bus-ways-to-save/ee7078-ci-upstream-hvac.pdf | C&I Upstream HVAC Program
Commercial | Outside Air Economizer utilizing 2 enthalpy sensors | N/A | This program makes high efficiency equipment more readily available to customers. See: https://www.nationalgridus.com/media/pdfs/bus-ways-to-save/ee7078-ci-upstream-hvac.pdf | C&I Upstream HVAC Program
Commercial | Variable Refrigerant Flow (VRF) Systems | N/A | This program makes high efficiency equipment more readily available to customers. See: https://www.nationalgridus.com/media/pdfs/bus-ways-to-save/ee7078-ci-upstream-hvac.pdf | C&I Upstream HVAC Program
Commercial | Water-Cooled Air Conditioning and Heat Pump Systems | N/A | This program makes high efficiency equipment more readily available to customers. See: https://www.nationalgridus.com/media/pdfs/bus-ways-to-save/ee7078-ci-upstream-hvac.pdf | C&I Upstream HVAC Program
Commercial | Commercial Dishwashers - Pot, Pan, Utensil | 100 | High-temp | Commercial Electric Kitchen Equipment
Commercial | Commercial Dishwashers - Door Type | 250 | Low-temp or High-temp | Commercial Electric Kitchen Equipment
Commercial | Commercial Dishwashers - Multi Tank Conveyor | 100 | Low-temp or High-temp | Commercial Electric Kitchen Equipment
Commercial | Commercial Dishwashers - Single Tank Conveyor | 100 | Low-temp or High-temp | Commercial Electric Kitchen Equipment
Commercial | Commercial Dishwashers - Under Counter | 250 | Low-temp or High-temp | Commercial Electric Kitchen Equipment
Commercial | Commercial Electric Combination Oven | 2000 |  | Commercial Electric Kitchen Equipment
Commercial | Commercial Electric Convection Oven | 500 |  | Commercial Electric Kitchen Equipment
Commercial | Commercial Fryers | 150 | Standard or Large Vat | Commercial Electric Kitchen Equipment
Commercial | Commercial Griddles | 400 |  | Commercial Electric Kitchen Equipment
Commercial | Commercial Steam Cookers | 1000 |  | Commercial Electric Kitchen Equipment
Commercial | Hot Food Holding Cabinets | $600-$900 | Full Size = $900; 3/4 Size = $750; 1/2 Size = $600 | Commercial Electric Kitchen Equipment
Commercial | Ice Machine - Ice Making Head | 250 |  | Commercial Electric Kitchen Equipment
Commercial | Ice Machine - Remote Cond./Split Unit | 200 |  | Commercial Electric Kitchen Equipment
Commercial | Ice Machine - Self Contained | 100 |  | Commercial Electric Kitchen Equipment
Commercial | Pre-Rinse Spray Valve (retrofit) | 25 |  | Commercial Electric Kitchen Equipment
Commercial | ENERGY STAR® Commercial Convection Oven | 1000 |  | Commercial Gas Kitchen Equipment
Commercial | ENERGY STAR® Commercial Griddle | 500 |  | Commercial Gas Kitchen Equipment
Commercial | ENERGY STAR® Commercial Steamer | 1000 |  | Commercial Gas Kitchen Equipment
Commercial | ENERGY STAR® Fryer | 1000 |  | Commercial Gas Kitchen Equipment
Commercial | High-Efficiency Combination Oven | 1000 |  | Commercial Gas Kitchen Equipment
Commercial | High-Efficiency Conveyor Oven | 1000 |  | Commercial Gas Kitchen Equipment
Commercial | High-Efficiency Pre-Rinse Spray Valve (for use with gas hot water) | 25 |  | Commercial Gas Kitchen Equipment
Commercial | High-Efficiency Rack Oven | 1000 |  | Commercial Gas Kitchen Equipment
Commercial | 7-Day Programmable Thermostats | Up to $25 | Rebate not to exceed cost of equipment | Commercial Natural Gas Equipment Rebates
Commercial | Condensing Boiler 1000-1700 MBH | 7500 | ≥ 90% Thermal Efficiency | Commercial Natural Gas Equipment Rebates
Commercial | Condensing Boiler ≥ 1701 MBH | 10000 | ≥ 90% Thermal Efficiency | Commercial Natural Gas Equipment Rebates
Commercial | Condensing Boiler 301-499 MBH | 2000 | ≥ 90% Thermal Efficiency | Commercial Natural Gas Equipment Rebates
Commercial | Condensing Boiler 500-999 MBH | 4000 | ≥ 90% Thermal Efficiency | Commercial Natural Gas Equipment Rebates
Commercial | Condensing Boiler up to 300 MBH | $1,000-$1,500 | ≥ 90% AFUE = $1,000; ≥ 95% AFUE = $1,500 | Commercial Natural Gas Equipment Rebates
Commercial | Condensing Unit Heater up to 300 MBH | 750 | ≥ 90% Thermal Efficiency | Commercial Natural Gas Equipment Rebates
Commercial | Controls Equipment: Aerator ≤ 1.5 GPM | $8/each |  | Commercial Natural Gas Equipment Rebates
Commercial | Controls Equipment: After Market Boiler Reset Controls | $225/each |  | Commercial Natural Gas Equipment Rebates
Commercial | Controls Equipment: Showerhead ≤ 1.75 GPM | $20/each |  | Commercial Natural Gas Equipment Rebates
Commercial | Controls Equipment: Steam Traps | $50/each | Limit 70 | Commercial Natural Gas Equipment Rebates
Commercial | Furnace up to 150 MBH | $300-$600 | ≥ 95% AFUE w/ECM = $300; ≥ 97% AFUE w/ECM = $600 | Commercial Natural Gas Equipment Rebates
Commercial | Infrared Heater All Sizes, low-intensity | 750 |  | Commercial Natural Gas Equipment Rebates
Commercial | Integrated Water Heater/Condensing Boiler | 1500 | .90 EF or ≥ 90% AFUE (Must be considered one unit by manufacturer) | Commercial Natural Gas Equipment Rebates
Commercial | Wireless Enabled Thermostats | Up to $100 | Rebate not to exceed cost of equipment | Commercial Natural Gas Equipment Rebates
Commercial | Commercial Retrofit - Custom Incentives | Varies extensively | All applications for incentives under the Custom Application Process require sound documentation of the proposed cost, projected electricity savings and the related non-electric savings | Commercial Retrofit Program - Custom
Commercial | Electronically Commutated Motors (ECM) For Fan Powered Boxes & Fan Coils or HVAC Supply Fans only | 100 |  | New Construction & Retrofit Programs - VSDs and Motors
Commercial | New Construction - Custom Path | Incentives vary widely | Custom Path projects rely on engineering calculations to estimate energy savings. Incentives are directly related to a number of variables, total project costs, and associated savings | New Construction Program
Commercial | New Construction - Whole Building Approach - Advanced Buildings Path | Building Owner: Tier 2 - $2.00/sq ft, Enhanced Criteria: $0.25/sq ft per additional criterion, up to 3 criteria (max $2.75/sq ft) Design Team: $3,000 for attending Workshop | For a range of building types, including offices, schools, retail outlets, and public assembly buildings in the range of 10,000 to 100,000 square feet. | New Construction Program
Commercial | New Construction - Whole Building Approach - Integrated Design Path | Building Owner: Electric: $0.35/kWh + Gas: $1.70/therm; Design Team: $3,000 EE Charrette + Electric: $0.07/kWh + Gas: $0.34/therm | For buildings larger than 100,000 square feet or smaller buildings of unique complexity that are designed and built to perform better than 2012 IECC. | New Construction Program
Commercial | Air Cooled Chiller w/ Condenser | $30/ton base $3.25/ton performance | < 150 tons; Min FL: 10.52 EER, IPLV: 13.75 EER; Performance incentive for each 0.1 EER point above min criteria | New Construction Program - Chillers
Commercial | Air Cooled Chiller w/ Condenser | $20/ton base $3.25/ton performance | ≥ 150 tons; Min FL: 10.52 EER, IPLV: 14.03 EER; Performance incentive for each 0.1 EER point above min criteria | New Construction Program - Chillers
Commercial | Water Cooled Chiller - Centrifugal | $20/ton base $3.50/ton performance | < 150 tons; Min FL: 0.571 kW/Ton, IPLV: 0.405 kW/Ton; Performance incentive for each 0.01 kW/ton point below min criteria | New Construction Program - Chillers
Commercial | Water Cooled Chiller - Centrifugal | $17/ton base $1.25/ton performance | ≥ 150 and < 300 tons; Min FL: 0.571 kW/Ton, IPLV: 0.405 kW/Ton; Performance incentive for each 0.01 kW/ton point below min criteria | New Construction Program - Chillers
Commercial | Water Cooled Chiller - Centrifugal | $10/ton base $1.75/ton performance | ≥ 300 and < 1000 tons; Min FL: 0.513 kW/Ton, IPLV: 0.360 kW/Ton; Performance incentive for each 0.01 kW/ton point below min criteria | New Construction Program - Chillers
Commercial | Water Cooled Chiller - Rotary Screw and Scroll | $13/ton base $3/ton performance | < 75 tons; Min FL: 0.702 kW/Ton, IPLV: 0.540 kW/Ton; Performance incentive for each 0.01 kW/ton point below min criteria | New Construction Program - Chillers
Commercial | Water Cooled Chiller - Rotary Screw and Scroll | $11/ton base $2.50/ton performance | ≥ 75 and < 150 tons; Min FL: 0.698 kW/Ton, IPLV: 0.527 kW/Ton; Performance incentive for each 0.01 kW/ton point below min criteria | New Construction Program - Chillers
Commercial | Water Cooled Chiller - Rotary Screw and Scroll | $18/ton base $3/ton performance | ≥ 150 and < 300 tons; Min FL: 0.612 kW/Ton, IPLV: 0.486 kW/Ton; Performance incentive for each 0.01 kW/ton point below min criteria | New Construction Program - Chillers
Commercial | Water Cooled Chiller - Rotary Screw and Scroll | $18/ton base $3/ton performance | ≥ 300 tons; Min FL: 0.588 kW/Ton, IPLV: 0.441 kW/Ton; Performance incentive for each 0.01 kW/ton point below min criteria | New Construction Program - Chillers
Commercial | Air Compressor | $100/hp - $200/hp variable speed | ≥ 15 hp and < 25 hp = $200/hp; ≥ 25 hp and <50 hp = $150/hp; ≥ 50 hp and ≤ 75 hp = $100/hp | New Construction Program - Compressed Air
Commercial | Compressed Air - Storage | $2.75/gallon |  | New Construction Program - Compressed Air
Commercial | Engineered Air Nozzles (1/8" or 1/4") | 20 |  | New Construction Program - Compressed Air
Commercial | Low Pressure Drop Filter | $0.80/scfm | Limit 3 per facility | New Construction Program - Compressed Air
Commercial | Refrigerated Dryer - Cycling and VSD | $5.25/CFM |  | New Construction Program - Compressed Air
Commercial | Zero-Loss Condensate Drain | 125 | Limit 3 per facility | New Construction Program - Compressed Air
Commercial | Adaptive LED Interior Troffer: 1x4, 2x2, 2x4 | $45-$55 | $45 DLC Standard, $55 DLC Premium; Fixtures compatible with integral occupancy, photocell sensors and network controls; Require a remote control or a phone app to initialize, configure and commission. Must meet DLC Technical Requirements: #7 | New Construction Program - Lighting Systems & Sensors
Commercial | Daylight Dimming System and/or Occupancy Controlled Dimming System | $10 / fixture | Min 25 controlled watts per fixture; LED drivers must be automatically controlled based on occupancy or daylight levels. | New Construction Program - Lighting Systems & Sensors
Commercial | Interior Integral Fixture Mounted Dual Sensors | $15 / fixture | Min 25 controlled watts per fixture; With motion and photocell/ ambient light sensors; System to control motion response and illumination levels; Only one incentive per fixture. | New Construction Program - Lighting Systems & Sensors
Commercial | Interior Integral Fixture Mounted Dual Sensors and Network-Capable Controls | $25 / fixture | Min 300W controlled (Total wattage of networked group); Able to be programmed, configured, networked, and addressable. With motion and photocell/ambient light sensors along with embedded programming. System to control motion response and illumination levels. Only one incentive per networked fixture. | New Construction Program - Lighting Systems & Sensors
Commercial | LED Down Light Fixtures – Hard Wired or GU-24 (≥ 50W) | 80 | Must be listed as a Commercial LED product by Energy Star | New Construction Program - Lighting Systems & Sensors
Commercial | LED Down Light Fixtures – Hard Wired or GU-24 base (≥ 25W-49W) | 40 | Must be listed as a Commercial LED product by Energy Star | New Construction Program - Lighting Systems & Sensors
Commercial | LED Interior Directional: Wall Wash/Wall Grazing Fixture | $30-$40 | $30 DLC Standard, $40 DLC Premium; required to be listed by the DLC or must meet Technical Requirements: #5 | New Construction Program - Lighting Systems & Sensors
Commercial | LED Interior High Bay (≥ 200W) | $160-$200 | $160 DLC Standard, $200 DLC Premium; Required to be listed by DLC and meet Technical Requirements: #9. Only one incentive per fixture. | New Construction Program - Lighting Systems & Sensors
Commercial | LED Interior High Bay/Low Bay (100W - 199W) | $80-$120 | $80 DLC Standard, $120 DLC Premium; Required to be listed by DLC and meet Technical Requirements: #9 Only one incentive per fixture. | New Construction Program - Lighting Systems & Sensors
Commercial | LED Interior High Bay/Low Bay (20W - 99W) | $40-$60 | $40 DLC Standard, $60 DLC Premium; Required to be listed by the DLC and must meet Technical Requirements: #9 Only one incentive per fixture. | New Construction Program - Lighting Systems & Sensors
Commercial | LED Interior Troffer: 1x4, and 2x2 Fixtures | $30-$40 | $30 DLC Standard, $40 DLC Premium; Required to be listed by the DLC and meet Technical Requirements: #7. Only one incentive per 2x2 fixture or 4ft fixture length. | New Construction Program - Lighting Systems & Sensors
Commercial | LED Interior Troffer: 2x4 Fixtures | $40-$50 | $40 DLC Standard, $50 DLC Premium; Required to be listed by the DLC and meet Technical Requirements: #7 | New Construction Program - Lighting Systems & Sensors
Commercial | LED Landscape/Accent/Architectural Floods & Spot, Exterior Stairway, Step Light and Bollard Fixtures | $30-$40 | $30 DLC Standard, $40 DLC Premium; Required to be listed by DLC or meet DLC Technical Requirements: #1, #2, or #3 | New Construction Program - Lighting Systems & Sensors
Commercial | LED Linear Ambient: Direct or with Indirect Components | $40-$50 | $40 DLC Standard, $50 DLC Premium; Required to be listed by the Design Lights Consortium and must meet Technical Requirements: #8 | New Construction Program - Lighting Systems & Sensors
Commercial | LED Outdoor Wall-Mounted /Pole/ArmMounted Area Fixtures (≥ 200W) | $160-$200 | $160 DLC Standard, $200 DLC Premium; Required to be listed by DLC and meet Technical Requirements: #1, #2, #3 or #4 | New Construction Program - Lighting Systems & Sensors
Commercial | LED Outdoor Wall-Mounted/ Pole/Arm-Mounted Area Fixtures (100W-199W) | $80-$120 | $80 DLC Standard, $120 DLC Premium; Required to be listed by DLC and meet DLC Technical Requirements: #1, #2, or #3 | New Construction Program - Lighting Systems & Sensors
Commercial | LED Outdoor Wall-Mounted/ Pole/Arm-Mounted Area Fixtures (20W-99W) | $40-$60 | $40 DLC Standard, $60 DLC Premium; Required to be listed by DLC and meet DLC Technical Requirements: #1, #2, or #3 | New Construction Program - Lighting Systems & Sensors
Commercial | LED Parking Garage and Fuel Pump Canopy Luminaires | $80-$120 | $80 DLC Standard, $120 DLC Premium; Required to be listed by DLC and meet Technical Requirements: #1, #2, or #3 | New Construction Program - Lighting Systems & Sensors
Commercial | LED Track or Mono-Point Directional Fixtures | $15-$25 | $15 DLC Standard, $25 DLC Premium; Replacement LED lamps are not eligible; Eligible fixtures are required to be listed by DLC and must meet Technical Requirements: #5 | New Construction Program - Lighting Systems & Sensors
Commercial | Outdoor Integral Fixture Mounted Programmable Controller | $40 / fixture | Min 400W controlled (Total wattage of networked group); Controller to be programmable and able to report, monitor, schedule, and control lamp/driver illumination levels. Communication capable between fixtures and a centralized network. System would allow network communication to receive and transmit data for configuring groups, addressability, reporting and advanced scheduling. Only one incentive per networked fixture. | New Construction Program - Lighting Systems & Sensors
Commercial | Remote Mounted Occupancy Sensor | 15 | Min 55 controlled watts; Ceiling mounted sensor; No manual “ON” overrides permitted. | New Construction Program - Lighting Systems & Sensors
Commercial | Wall Mounted Occupancy Sensors | 10 | Min 25 controlled watts; Must operate as Automatic On and Off. Sensors are wall mounted devices only. Vacancy Sensors with Manual ON/ OFF options are allowed, however, manual “ON” overrides are not permitted. | New Construction Program - Lighting Systems & Sensors
Commercial | Boiler Draft Fan (≥ 25 HP not eligible) | $1,000-$2,600 | 1-3 HP = $1,000, 5-7.5 HP = $1,400, 10 HP = $1,800, 15 HP = $2,200, 20 HP = $2,600 | New Construction Program - VSDs
Commercial | Boiler Feed Water Pump (≥ 15 HP not eligible) | $1,000-$1,800 | 1-3 HP = $1,000, 5-7.5 HP = $1,400, 10 HP = $1,800 | New Construction Program - VSDs
Commercial | Building Exhaust Fan (≥ 7.5 HP not eligible) | $1,000-$1,400 | 1-3 HP = $1,000, 5-7.5 HP = $1,400 | New Construction Program - VSDs
Commercial | Chilled Water Pump (≥ 7.5 HP not eligible) | $1,000-$1,400 | 1-3 HP = $1,000, 5-7.5 HP = $1,400 | New Construction Program - VSDs
Commercial | Condensed Water Pump (≥ 15 HP not eligible) | $1,000-$1,800 | 1-3 HP = $1,000, 5-7.5 HP = $1,400, 10 HP = $1,800 | New Construction Program - VSDs
Commercial | Cooling Tower Fan - Single Speed only (≥ 7.5 HP not eligible) | $1,000-$1,400 | 1-3 HP = $1,000, 5-7.5 HP = $1,400 | New Construction Program - VSDs
Commercial | Hot Water Circ Pump (≥ 15 HP not eligible) | $1,000-$1,800 | 1-3 HP = $1,000, 5-7.5 HP = $1,400, 10 HP = $1,800 | New Construction Program - VSDs
Commercial | HVAC Return Air Fan (≥ 7.5 HP not eligible) | $1,000-$1,400 | 1-3 HP = $1,000, 5-7.5 HP = $1,400 | New Construction Program - VSDs
Commercial | HVAC Supply Air Fan (≥ 7.5 HP not eligible) | $1,000-$1,400 | 1-3 HP = $1,000, 5-7.5 HP = $1,400 | New Construction Program - VSDs
Commercial | Make-up Air Fan (≥ 7.5 HP not eligible) | $1,000-$1,400 | 1-3 HP = $1,000, 5-7.5 HP = $1,400 | New Construction Program - VSDs
Commercial | Process Cooling Pump (≥ 50 HP not eligible) | $1,000-$5,400 | 1-3 HP = $1,000, 5-7.5 HP = $1,400, 10 HP = $1,800, 15 HP = $2,200, 20 HP = $2,600, 25 HP = $3,200, 30 HP = $3,800, 40 HP = $4,600 | New Construction Program - VSDs
Commercial | Process Exhaust and Make-up Fan (≥ 7.5 HP not eligible) | $1,000-$1,400 | 1-3 HP = $1,000, 5-7.5 HP = $1,400 | New Construction Program - VSDs
Commercial | WS Heat Pump Circ Loop (≥ 5 HP not eligible) | 1000 | 1-3 HP = $1,000 | New Construction Program - VSDs
Commercial | Energy Management Systems | $300/pt. | 5,000–20,000 Sq. Feet conditioned space controlled = up to 20 points; 20,001-80,000 Sq. Feet = up to 60 points; 80,001 Sq. Ft. to <300,000 Sq. Ft. = up to 160 points | Retrofit Program - Energy Management Systems
Commercial | Adaptive LED Indoor Troffer: 1x4, 2x2, 2x4 | $65-$75 | DLC Standard = $65, DLC Premium = $75; Min 33 watts saved; Smart LED Interior Fixtures with integral occupancy, photocell sensors and network controls that are wirelessly configurable and adapt to use patterns; Require a remote control or a phone app to initialize, configure and commission; Must meet DLC Technical Requirements #7 | Retrofit Program - Lighting Systems and Sensors
Commercial | Daylight Dimming System and/or Occupancy Controlled Dimming System | $15/fixture | Min 25 controlled watts per fixture; Ballast or LED drivers must be automatically controlled based on occupancy or daylight levels. | Retrofit Program - Lighting Systems and Sensors
Commercial | Integral Fixture Mounted Dual Sensors and Network-Capable Controls | $30/fixture | Min 300 controlled watts (Total wattage of networked group); Able to be programmed, configured, networked, and addressable; Motion and photocell/ambient light sensors along with embedded programming. System to control motion response, illumination levels and scheduling; Only one incentive per fixture | Retrofit Program - Lighting Systems and Sensors
Commercial | Integral Occupancy Sensor for High Bay Fixtures | $25/fixture | Min 70 controlled watts (per fixture); must be automatically controlled based on occupancy; Systems with manual “ON” or override switches are not eligible; Occupancy sensors must be integral to (built into) or permanently attached to each fixture | Retrofit Program - Lighting Systems and Sensors
Commercial | Interior Integral Fixture Mounted Dual Sensors | $20/fixture | Min 25 controlled watts per fixture; Sensors with motion and photocell/ ambient light sensors; System to control motion response and illumination levels; Only one incentive per fixture. | Retrofit Program - Lighting Systems and Sensors
Commercial | LED Display Case: Cooler , Freezer Case or Refrigerated Shelving Fixtures – 5’ & 6’ Fixture | $50-$60 | DLC Standard = $50, DLC Premium = $60; Min 23 watts saved; Required to be listed by DLC and meet Technical Requirements #6 | Retrofit Program - Lighting Systems and Sensors
Commercial | LED Display Case: Cooler, Freezer Case or Refrigerated Shelving Fixtures – 3’ & 4’ Fixture | $30-$40 | DLC Standard = $30, DLC Premium = $40, Min 14 watts saved; Required to be listed by DLC and meet Technical Requirements #6. | Retrofit Program - Lighting Systems and Sensors
Commercial | LED Down Light Fixtures – Hard Wired or GU-24 base | $75-$150 | ≥25W-49W and Min watts saved 75 = $75, ≥50W and Min watts saved 150 = $150; Must be listed as a Commercial LED product by Energy Star | Retrofit Program - Lighting Systems and Sensors
Commercial | LED Fixtures and Retrofit Kits for Parking Garage and Fuel Pump Canopy Luminaires (≥ 100W) | $150-$200 | DLC Standard = $150, DLC Premium = $200; Min 100 watts saved; required to be listed by DLC and meet Technical Requirements Criteria #1, #2, #3, or if a retrofit kit #10, #11, or #12 for retrofit kit with ingress protection IP65 rating | Retrofit Program - Lighting Systems and Sensors
Commercial | LED Fixtures and Retrofit Kits for Parking Garage and Fuel Pump Canopy Luminaires (20W to 99W) | $100-$150 | DLC Standard = $100, DLC Premium = $150; Min 60 watts saved; Required to be listed by DLC and meet Technical Requirements Criteria #1, #2, #3 or if a retrofit kit #10, #11, or #12 for retrofit kit with ingress protection IP65 rating. | Retrofit Program - Lighting Systems and Sensors
Commercial | LED Four-foot Linear Retrofit Tube Kits | 20 | One incentive per fixture; Min 20 watts saved; Required to be listed by DLC and meet Technical Requirements #17 (UL Type C only) or #14 (Linear Retrofit Kits); LED tubes that use the existing bi-pin fluorescent sockets are not eligible | Retrofit Program - Lighting Systems and Sensors
Commercial | LED Indoor Troffer and Indoor Retrofit Kits: 1x4, 2x2, and 2x4 | $50-$60 | DLC Standard = $50; DLC Premium = $60; Min 27 watts saved; retrofit kits are eligible for this incentive; required to be listed by the DLC and meet Technical Requirements #7 or if a retrofit kit #14 (Integrated Retrofit Kits only) or #15 | Retrofit Program - Lighting Systems and Sensors
Commercial | LED Indoor Troffer: 1x4, 2x2, and 2x4 | $60-$70 | DLC Standard = $60, DLC Premium = $70; Fixtures with opportunity for increased savings with increased watts saved of more than 33 watts; Retrofit kits are NOT eligible for this incentive; Required to be listed by DLC and meet Technical Requirements #7 | Retrofit Program - Lighting Systems and Sensors
Commercial | LED Interior Directional: Wallwash/Wall Grazing Fixture | $50-$60 | DLC Standard = $50, DLC Premium = $60; Min 27 watts saved; Surface or recessed mounted; Retrofit kits are eligible for this incentive; Required to be listed by DLC or meet Technical Requirements #5 | Retrofit Program - Lighting Systems and Sensors
Commercial | LED Interior High Bay (≥ 200W) | $300-$350 | DLC Standard = $300, DLC Premium = $350; Min 400 watts saved; Required to be listed by DLC and meet Technical Requirement #9; Only one incentive per fixture | Retrofit Program - Lighting Systems and Sensors
Commercial | LED Interior High Bay/Low Bay (100W - 199W) | $200-$250 | DLC Standard = $200, DLC Premium = $250; Min 150 watts saved; Retrofit kits are eligible for this incentive; Required to be listed by DLC and meet Technical Requirement #9 or if a retrofit kit #16. Only one incentive per fixture or retrofit kit | Retrofit Program - Lighting Systems and Sensors
Commercial | LED Interior High Bay/Low Bay (20W - 99W) | $100-$150 | DLC Standard = $100, DLC Premium = $150; Min 60 watts saved; Retrofit kits are eligible for this incentive; Required to be listed by DLC and meet Technical Requirement #9, or if a retrofit kit #16; Only one incentive per fixture or retrofit kit. | Retrofit Program - Lighting Systems and Sensors
Commercial | LED Landscape/Accent/Architectural Floods & Spot, Exterior Stairway, Step Light and Bollard Fixtures. | $100-$125 | DLC Standard = $100, DLC Premium = $125; Min 50 watts saved; Retrofit kits are eligible for this incentive; Required to be listed by DLC or meet Technical Requirements #1, #2, or #3 | Retrofit Program - Lighting Systems and Sensors
Commercial | LED Landscape/Accent/Architectural Floods & Spot, Exterior Stairway, Step Light and Bollard Fixtures | $50-$75 | DLC Standard = $50, DLC Premium = $75; Min 25 watts saved; Retrofit kits are eligible for this incentive; Required to be listed by DLC or meet Technical Requirements #1, #2, or #3 | Retrofit Program - Lighting Systems and Sensors
Commercial | LED Linear Ambient: Direct or with Indirect Component | $60-$70 | DLC Standard = $60, DLC Premium = $70; Min 33 watts saved; Retrofit kits are not eligible for this incentive; required to be listed by DLC and must meet Technical Requirements #8. | Retrofit Program - Lighting Systems and Sensors
Commercial | LED Mogel Screw-Base (E39) Replacement for HID Lamps | 50 | Min 100 watts saved; Required to be listed by DLC and meet Technical Requirements #20, #21, or #24. | Retrofit Program - Lighting Systems and Sensors
Commercial | LED Mogel Screw-Base (E39) Replacement for HID Lamps - High Output | 75 | Min 200 watts saved; Required to be listed by DLC and meet Technical Requirements #22 or #23. | Retrofit Program - Lighting Systems and Sensors
Commercial | LED Outdoor Wall-Mounted /Pole /Arm-Mounted Area Fixtures (≥200W) | $200-$300 | DLC Standard = $200, DLC Premium = $300; Min 400 watts saved; Retrofit kits are not eligible for this incentive; Required to be listed by DLC and meet DLC Technical Requirements #1, #2, #3 or #4 | Retrofit Program - Lighting Systems and Sensors
Commercial | LED Outdoor Wall-Mounted /Pole/ Arm-Mounted Area Fixtures (10W-99W) | $75-$100 | DLC Standard = $75, DLC Premium = $100; Min 60 watts saved; Retrofit kits are eligible for this incentive; Required to be listed by DLC and meet Technical Requirements #1, #2, #3, or if a retrofit kit #10, #11, or #12 | Retrofit Program - Lighting Systems and Sensors
Commercial | LED Outdoor Wall-Mounted/Pole/ Arm-Mounted Area Fixtures (100W-199W) | $150-$200 | DLC Standard = $150, DLC Premium = $200; Min 150 watts saved; Retrofit kits are eligible for this incentive; Required to be listed by DLC and meet DLC Technical Requirements #1, #2, #3, or if a retrofit kit #10, #11, #12, or #13 | Retrofit Program - Lighting Systems and Sensors
Commercial | LED Track or Mono-Point Directional Fixtures | $20-$30 | DLC Standard = $20, DLC Premium = $30; Min 30 watts saved; Eligible fixtures are required to be listed by DLC and meet Technical Requirements #5 | Retrofit Program - Lighting Systems and Sensors
Commercial | LED Two-foot and Four-foot Linear Retrofit Tube Kits | 10 | One incentive per fixture; Min 10 watts saved; Required to be listed by DLC and meet Technical Requirements #17, #18, #19 (UL Type C only) or #14 (Linear Retrofit Kits); LED tubes that use the existing bi-pin fluorescent sockets are not eligible. | Retrofit Program - Lighting Systems and Sensors
Commercial | Outdoor Integral Fixture Mounted Programmable Controller | 50 | Min 400 controlled watts (total wattage of networked group); May be NEMA mounted; Controller to be programmable and able to report, monitor, schedule, and control lamp/driver illumination levels; Communication capable between fixtures and a centralized network; Allow network communication to receive and transmit data for configuring groups, addressability, reporting and advanced scheduling; Only one incentive per networked fixture | Retrofit Program - Lighting Systems and Sensors
Commercial | Photocell Sensors (exterior lighting systems on 24/7) | 25 | Min 50 controlled watts; Photocell Sensor or Hard-Wired Astronomical Timer controlled for lighting systems that operate on 24 hours a day, 7 days a week (8,760 hours annually) | Retrofit Program - Lighting Systems and Sensors
Commercial | Remote Mounted Occupancy Sensor | 30 | Min 55 controlled watts; Ceiling mounted control; No manual “ON” overrides permitted. | Retrofit Program - Lighting Systems and Sensors
Commercial | Wall Mounted Occupancy Sensors | 20 | Min 25 controlled watts; Must operate as Automatic On and Off; Sensors are wall mounted devices only; Vacancy Sensors with Manual ON/ OFF options are allowed, however, manual “ON” overrides are not permitted. | Retrofit Program - Lighting Systems and Sensors
Commercial | Boiler Draft Fan | $1,250-$10,950 | 1-3 HP = $1,250, 5-7.5 HP = $1,750, 10 HP = $2,250, 15 HP = $2,750, 20 HP = $3,300, 25 HP = $4,050, 30 HP = $4,800, 40 HP = $5,850, 50 HP = $6,750, 60 HP = $8,250, 75 HP = $9,450, 100-150 HP = $10,950; Motors must be new NEMA-Premium, inverter-duty rated, 3 phase, 1-150 hp, open drip proof (ODP) or totally enclosed fan cooled (TEFC), 1200, 1800, or 3600 RPM motors. Motors must operate a minimum of 2,000 hours annually and meet/ exceed minimum efficiency levels. | Retrofit Program - Motors and VSDs
Commercial | Boiler Feed Water Pump | $1,250-$10,950 | 1-3 HP = $1,250, 5-7.5 HP = $1,750, 10 HP = $2,250, 15 HP = $2,750, 20 HP = $3,300, 25 HP = $4,050, 30 HP = $4,800, 40 HP = $5,850, 50 HP = $6,750, 60 HP = $8,250, 75 HP = $9,450, 100-150 HP = $10,950; Motors must be new NEMA-Premium, inverter-duty rated, 3 phase, 1-150 hp, open drip proof (ODP) or totally enclosed fan cooled (TEFC), 1200, 1800, or 3600 RPM motors. Motors must operate a minimum of 2,000 hours annually and meet/ exceed minimum efficiency levels. | Retrofit Program - Motors and VSDs
Commercial | Building Exhaust Fan | $1,250-$10,950 | 1-3 HP = $1,250, 5-7.5 HP = $1,750, 10 HP = $2,250, 15 HP = $2,750, 20 HP = $3,300, 25 HP = $4,050, 30 HP = $4,800, 40 HP = $5,850, 50 HP = $6,750, 60 HP = $8,250, 75 HP = $9,450, 100-150 HP = $10,950; Motors must be new NEMA-Premium, inverter-duty rated, 3 phase, 1-150 hp, open drip proof (ODP) or totally enclosed fan cooled (TEFC), 1200, 1800, or 3600 RPM motors. Motors must operate a minimum of 2,000 hours annually and meet/ exceed minimum efficiency levels. | Retrofit Program - Motors and VSDs
Commercial | Chilled / Cond Water Pump | $1,250-$10,950 | 1-3 HP = $1,250, 5-7.5 HP = $1,750, 10 HP = $2,250, 15 HP = $2,750, 20 HP = $3,300, 25 HP = $4,050, 30 HP = $4,800, 40 HP = $5,850, 50 HP = $6,750, 60 HP = $8,250, 75 HP = $9,450, 100-150 HP = $10,950; Motors must be new NEMA-Premium, inverter-duty rated, 3 phase, 1-150 hp, open drip proof (ODP) or totally enclosed fan cooled (TEFC), 1200, 1800, or 3600 RPM motors. Motors must operate a minimum of 2,000 hours annually and meet/ exceed minimum efficiency levels. | Retrofit Program - Motors and VSDs
Commercial | Cooling Tower Fan - Single Speed only | $1,250-$10,950 | 1-3 HP = $1,250, 5-7.5 HP = $1,750, 10 HP = $2,250, 15 HP = $2,750, 20 HP = $3,300, 25 HP = $4,050, 30 HP = $4,800, 40 HP = $5,850, 50 HP = $6,750, 60 HP = $8,250, 75 HP = $9,450, 100-150 HP = $10,950; Motors must be new NEMA-Premium, inverter-duty rated, 3 phase, 1-150 hp, open drip proof (ODP) or totally enclosed fan cooled (TEFC), 1200, 1800, or 3600 RPM motors. Motors must operate a minimum of 2,000 hours annually and meet/ exceed minimum efficiency levels. | Retrofit Program - Motors and VSDs
Commercial | Hot Water Circ Pump | $1,250-$10,950 | 1-3 HP = $1,250, 5-7.5 HP = $1,750, 10 HP = $2,250, 15 HP = $2,750, 20 HP = $3,300, 25 HP = $4,050, 30 HP = $4,800, 40 HP = $5,850, 50 HP = $6,750, 60 HP = $8,250, 75 HP = $9,450, 100-150 HP = $10,950; Motors must be new NEMA-Premium, inverter-duty rated, 3 phase, 1-150 hp, open drip proof (ODP) or totally enclosed fan cooled (TEFC), 1200, 1800, or 3600 RPM motors. Motors must operate a minimum of 2,000 hours annually and meet/ exceed minimum efficiency levels. | Retrofit Program - Motors and VSDs
Commercial | HVAC Return Air Fan | $1,250-$10,950 | 1-3 HP = $1,250, 5-7.5 HP = $1,750, 10 HP = $2,250, 15 HP = $2,750, 20 HP = $3,300, 25 HP = $4,050, 30 HP = $4,800, 40 HP = $5,850, 50 HP = $6,750, 60 HP = $8,250, 75 HP = $9,450, 100-150 HP = $10,950; Motors must be new NEMA-Premium, inverter-duty rated, 3 phase, 1-150 hp, open drip proof (ODP) or totally enclosed fan cooled (TEFC), 1200, 1800, or 3600 RPM motors. Motors must operate a minimum of 2,000 hours annually and meet/ exceed minimum efficiency levels. | Retrofit Program - Motors and VSDs
Commercial | HVAC Supply Air Fan | $1,250-$10,950 | 1-3 HP = $1,250, 5-7.5 HP = $1,750, 10 HP = $2,250, 15 HP = $2,750, 20 HP = $3,300, 25 HP = $4,050, 30 HP = $4,800, 40 HP = $5,850, 50 HP = $6,750, 60 HP = $8,250, 75 HP = $9,450, 100-150 HP = $10,950; Motors must be new NEMA-Premium, inverter-duty rated, 3 phase, 1-150 hp, open drip proof (ODP) or totally enclosed fan cooled (TEFC), 1200, 1800, or 3600 RPM motors. Motors must operate a minimum of 2,000 hours annually and meet/ exceed minimum efficiency levels. | Retrofit Program - Motors and VSDs
Commercial | Make-up Air Fan | $1,250-$10,950 | 1-3 HP = $1,250, 5-7.5 HP = $1,750, 10 HP = $2,250, 15 HP = $2,750, 20 HP = $3,300, 25 HP = $4,050, 30 HP = $4,800, 40 HP = $5,850, 50 HP = $6,750, 60 HP = $8,250, 75 HP = $9,450, 100-150 HP = $10,950; Motors must be new NEMA-Premium, inverter-duty rated, 3 phase, 1-150 hp, open drip proof (ODP) or totally enclosed fan cooled (TEFC), 1200, 1800, or 3600 RPM motors. Motors must operate a minimum of 2,000 hours annually and meet/ exceed minimum efficiency levels. | Retrofit Program - Motors and VSDs
Commercial | Process Cooling Pump | $1,250-$10,950 | 1-3 HP = $1,250, 5-7.5 HP = $1,750, 10 HP = $2,250, 15 HP = $2,750, 20 HP = $3,300, 25 HP = $4,050, 30 HP = $4,800, 40 HP = $5,850, 50 HP = $6,750, 60 HP = $8,250, 75 HP = $9,450, 100-150 HP = $10,950; Motors must be new NEMA-Premium, inverter-duty rated, 3 phase, 1-150 hp, open drip proof (ODP) or totally enclosed fan cooled (TEFC), 1200, 1800, or 3600 RPM motors. Motors must operate a minimum of 2,000 hours annually and meet/ exceed minimum efficiency levels. | Retrofit Program - Motors and VSDs
Commercial | Process Exhaust and Make-up Fan | $1,250-$10,950 | 1-3 HP = $1,250, 5-7.5 HP = $1,750, 10 HP = $2,250, 15 HP = $2,750, 20 HP = $3,300, 25 HP = $4,050, 30 HP = $4,800, 40 HP = $5,850, 50 HP = $6,750, 60 HP = $8,250, 75 HP = $9,450, 100-150 HP = $10,950; Motors must be new NEMA-Premium, inverter-duty rated, 3 phase, 1-150 hp, open drip proof (ODP) or totally enclosed fan cooled (TEFC), 1200, 1800, or 3600 RPM motors. Motors must operate a minimum of 2,000 hours annually and meet/ exceed minimum efficiency levels. | Retrofit Program - Motors and VSDs
Commercial | WS Heat Pump Circ Loop | $1,250-$10,950 | 1-3 HP = $1,250, 5-7.5 HP = $1,750, 10 HP = $2,250, 15 HP = $2,750, 20 HP = $3,300, 25 HP = $4,050, 30 HP = $4,800, 40 HP = $5,850, 50 HP = $6,750, 60 HP = $8,250, 75 HP = $9,450, 100-150 HP = $10,950; Motors must be new NEMA-Premium, inverter-duty rated, 3 phase, 1-150 hp, open drip proof (ODP) or totally enclosed fan cooled (TEFC), 1200, 1800, or 3600 RPM motors. Motors must operate a minimum of 2,000 hours annually and meet/ exceed minimum efficiency levels. | Retrofit Program - Motors and VSDs
Commercial | Pay-for-Performance | $0.12 / first year kWh savings and $1.20 / therm saved for low cost/no cost measures | Monitoring Based Commissioning (MBCx) and Retro-Commissioning (RCx); Performance-based incentives | Retrofit Program - Pay-for-Performance for RCx and MBCx Services
Commercial | Glass Front Refrigerated Coolers | 115 |  | Retrofit Program - Vending Misers
Commercial | Non-Refrigerated Snack Vending Machine | 45 |  | Retrofit Program - Vending Misers
Commercial | Refrigerated Beverage Vending Machine | 115 |  | Retrofit Program - Vending Misers
Commercial | Boiler Draft Fan | $1,000-$8,500 | 1-3 HP = $1,000, 5-7.5 HP = $1,400, 10 HP = $1,800, 15 HP = $2,200, 20 HP = $2,600, 25 HP = $3,200, 30 HP = $3,800, 40 HP = $4,600, 50 HP = $5,400, 60 HP = $6,400, 75 HP = $7,500, 100-150 HP = $8,500 | Retrofit Program - VSDs
Commercial | Boiler Feed Water Pump | $1,000-$8,500 | 1-3 HP = $1,000, 5-7.5 HP = $1,400, 10 HP = $1,800, 15 HP = $2,200, 20 HP = $2,600, 25 HP = $3,200, 30 HP = $3,800, 40 HP = $4,600, 50 HP = $5,400, 60 HP = $6,400, 75 HP = $7,500, 100-150 HP = $8,500 | Retrofit Program - VSDs
Commercial | Building Exhaust Fan | $1,000-$8,500 | 1-3 HP = $1,000, 5-7.5 HP = $1,400, 10 HP = $1,800, 15 HP = $2,200, 20 HP = $2,600, 25 HP = $3,200, 30 HP = $3,800, 40 HP = $4,600, 50 HP = $5,400, 60 HP = $6,400, 75 HP = $7,500, 100-150 HP = $8,500 | Retrofit Program - VSDs
Commercial | Chilled / Cond Water Pump | $1,000-$8,500 | 1-3 HP = $1,000, 5-7.5 HP = $1,400, 10 HP = $1,800, 15 HP = $2,200, 20 HP = $2,600, 25 HP = $3,200, 30 HP = $3,800, 40 HP = $4,600, 50 HP = $5,400, 60 HP = $6,400, 75 HP = $7,500, 100-150 HP = $8,500 | Retrofit Program - VSDs
Commercial | Cooling Tower Fan - Single Speed only | $1,000-$8,500 | 1-3 HP = $1,000, 5-7.5 HP = $1,400, 10 HP = $1,800, 15 HP = $2,200, 20 HP = $2,600, 25 HP = $3,200, 30 HP = $3,800, 40 HP = $4,600, 50 HP = $5,400, 60 HP = $6,400, 75 HP = $7,500, 100-150 HP = $8,500 | Retrofit Program - VSDs
Commercial | Hot Water Circ Pump | $1,000-$8,500 | 1-3 HP = $1,000, 5-7.5 HP = $1,400, 10 HP = $1,800, 15 HP = $2,200, 20 HP = $2,600, 25 HP = $3,200, 30 HP = $3,800, 40 HP = $4,600, 50 HP = $5,400, 60 HP = $6,400, 75 HP = $7,500, 100-150 HP = $8,500 | Retrofit Program - VSDs
Commercial | HVAC Return Air Fan | $1,000-$8,500 | 1-3 HP = $1,000, 5-7.5 HP = $1,400, 10 HP = $1,800, 15 HP = $2,200, 20 HP = $2,600, 25 HP = $3,200, 30 HP = $3,800, 40 HP = $4,600, 50 HP = $5,400, 60 HP = $6,400, 75 HP = $7,500, 100-150 HP = $8,500 | Retrofit Program - VSDs
Commercial | HVAC Supply Air Fan | $1,000-$8,500 | 1-3 HP = $1,000, 5-7.5 HP = $1,400, 10 HP = $1,800, 15 HP = $2,200, 20 HP = $2,600, 25 HP = $3,200, 30 HP = $3,800, 40 HP = $4,600, 50 HP = $5,400, 60 HP = $6,400, 75 HP = $7,500, 100-150 HP = $8,500 | Retrofit Program - VSDs
Commercial | Make-up Air Fan | $1,000-$8,500 | 1-3 HP = $1,000, 5-7.5 HP = $1,400, 10 HP = $1,800, 15 HP = $2,200, 20 HP = $2,600, 25 HP = $3,200, 30 HP = $3,800, 40 HP = $4,600, 50 HP = $5,400, 60 HP = $6,400, 75 HP = $7,500, 100-150 HP = $8,500 | Retrofit Program - VSDs
Commercial | Process Cooling Pump | $1,000-$8,500 | 1-3 HP = $1,000, 5-7.5 HP = $1,400, 10 HP = $1,800, 15 HP = $2,200, 20 HP = $2,600, 25 HP = $3,200, 30 HP = $3,800, 40 HP = $4,600, 50 HP = $5,400, 60 HP = $6,400, 75 HP = $7,500, 100-150 HP = $8,500 | Retrofit Program - VSDs
Commercial | Process Exhaust and Make-up Fan | $1,000-$8,500 | 1-3 HP = $1,000, 5-7.5 HP = $1,400, 10 HP = $1,800, 15 HP = $2,200, 20 HP = $2,600, 25 HP = $3,200, 30 HP = $3,800, 40 HP = $4,600, 50 HP = $5,400, 60 HP = $6,400, 75 HP = $7,500, 100-150 HP = $8,500 | Retrofit Program - VSDs
Commercial | WS Heat Pump Circ Loop | $1,000-$8,500 | 1-3 HP = $1,000, 5-7.5 HP = $1,400, 10 HP = $1,800, 15 HP = $2,200, 20 HP = $2,600, 25 HP = $3,200, 30 HP = $3,800, 40 HP = $4,600, 50 HP = $5,400, 60 HP = $6,400, 75 HP = $7,500, 100-150 HP = $8,500 | Retrofit Program - VSDs
Residential | Advanced Power Strips | up to $15 | Limit two advanced power strips per customer per calendar year. Purchase online at: https://www.energyfederation.org/nationalgridri/advanced-power-strips.html | Advanced Power Strips
Residential | LED Bulbs | up to $10 | Purchase at retailers or online at: http://www.energyfederation.org/nationalgridri/lighting/light-bulbs.html | ENERGY STAR Certified Lighting
Residential | Dehumidifier | 30 | Must be ENERGY STAR® certified; Limit two dehumidifier rebates per residential electric account per calendar year. | ENERGY STAR Dehumidifier
Residential | Electric Clothes Dryer | 50 | Must be ENERGY STAR® certified; Limit two high-efficiency clothes dryer rebates per residential electric account per calendar year | ENERGY STAR Electric Clothes Dryer Rebate
Residential | Room Air Cleaner and Purifier | 40 | Must be ENERGY STAR® certified; Limit two room air cleaner rebates per residential electric account per calendar year. | ENERGY STAR Room Air Cleaner Rebate
Residential | Room Air Conditioner | 40 | Limit two per residential electric account; Must be ENERGY STAR® certified | ENERGY STAR Room Air Conditioner Rebate
Residential | Central Air Conditioning | 250 | SEER ≥ 16, EER ≥ 13 | Heating and Cooling Rebates
Residential | Central Heat Pump | $250-$500 | SEER ≥ 16, HSPF ≥ 8.5 = $250; SEER ≥ 18, HSPF ≥ 9.6 = $500 | Heating and Cooling Rebates
Residential | Mini-Split Heat Pump | $100-$300 | SEER ≥ 18, HSPF ≥ 10 = $100; SEER ≥ 20, HSPF ≥ 12 = $300 | Heating and Cooling Rebates
Residential | Programmable Thermostat | up to $25 | Rebate amount cannot exceed purchase price | Heating and Cooling Rebates
Residential | Wi-Fi Enabled Thermostat | up to $75 | Limit two Wi-Fi enabled thermostats per account. Rebate amount cannot exceed purchase price | Heating and Cooling Rebates
Residential | Home Energy Assessment | No cost | Provides custom home energy report outlining recommended energy efficiency improvements. May include no-cost installation of programmable thermostats, ENERGY STAR® certified LED light bulbs, faucet aerators, low-flow showerheads, advanced power strips. May be eligible for rebates on insulation, air sealing, appliances, HVAC. | Home Energy Assessment (meets Home Performance with ENERGY STAR® requirements)
Residential | Low-Flow Showerheads | $10-$15 | Purchase online at: http://www.energyfederation.org/nationalgridri/showerheads.html | Low-Flow Showerhead Rebate
Residential | Electric heat pump water heater (55 gallons or less) | 750 | Must be ENERGY STAR® certified; UEF of 2.0 or more, 10 year warranty | Residential Electric Heat Pump Water Heater Rebates
Residential | Electric heat pump water heater, greater than 55 gallons | 150 | Must be ENERGY STAR® certified; UEF of 2.7 or more, 10 year warranty | Residential Electric Heat Pump Water Heater Rebates
Residential | After-market boiler reset control | 100 |  | Residential Gas Heating Rebates
Residential | Combined condensing boiler and on-demand water heating unit | $600-$1200 | AFUE Rating of ≥ 95% = $1,200; AFUE Rating of ≥ 90% | Residential Gas Heating Rebates
Residential | Condensing Gas Water Heater | 250 | Must be ENERGY STAR® Qualified; ≥ .80 UEF | Residential Gas Heating Rebates
Residential | Heat recovery ventilator | 250 | Excludes portable units | Residential Gas Heating Rebates
Residential | Hot water boiler | $450-$800 | AFUE Rating of ≥ 90% = $450; AFUE Rating of ≥ 95% = $800 | Residential Gas Heating Rebates
Residential | On-Demand Tankless Water Heater | 600 | Must be ENERGY STAR® Qualified; ≥ .87 UEF | Residential Gas Heating Rebates
Residential | Storage Water Heater | 100 | Must be ENERGY STAR® Qualified; Medium Draw ≥ .64 UEF, High Draw ≥ .68 UEF | Residential Gas Heating Rebates
Residential | Warm air furnace | $300-$500 | AFUE Rating of ≥ 95% and electronic commutated motor = $300; AFUE Rating of ≥ 97% and electronic commutated motor = $500 | Residential Gas Heating Rebates
Residential | Residential New Construction | Varies extensively | Program includes performance-based incentives based on the overall savings achieved by the home, as well as high efficiency electric and natural gas equipment rebates | Residential New Construction Program
Residential | Refrigerator or Freezer Recycling | Free pick-up and $50 | Must be 10-30 cubic feet using inside measurements, clean, empty and in working order at the time of pick-up. | Residential Refrigerator Recycling Program
Sources:
https://www.nationalgridus.com/Services-Rebates?filters=Rhode%20Island

## Maryland
Program Administrator: BGE
See section below BGE for SMECO Incentives
Sector | Measure | Incentive ($) | Additional Details | Program
Residential | Smart Thermostat | 100 | Must be ENERGY STAR® certified, limit 3 per household | BGE Smart Energy Savers - Smart Thermostat
Residential | Clothes Washer | $75-$100 | $75 for ENERGY STAR certified with an IMEF of ≥2.92 and IWF ≤3.2 (Tier 2); $100 for ENERGY STAR certified with an IMEF of ≥3.1 and IWF ≤3.0 (Tier 3). Limit 1 per household | BGE Smart Energy Savers - Appliance Rebates
Residential | Dehumidifier | 30 | Must be ENERGY STAR® certified; Limit 1 per household | BGE Smart Energy Savers - Appliance Rebates
Residential | Electric Clothes Dryer | 50 | Must be ENERGY STAR® certified; Limit 1 per household | BGE Smart Energy Savers - Appliance Rebates
Residential | Refrigerator | 100 | Must be ENERGY STAR® certified, Tier 2 or 3. Limit 1 per household | BGE Smart Energy Savers - Appliance Rebates
Residential | Two-Speed Pool Pump | 150 | Must be ENERGY STAR® certified. Limit 1 per household | BGE Smart Energy Savers - Appliance Rebates
Residential | Variable Speed Pool Pump | 400 | Must be ENERGY STAR® certified. Limit 1 per household | BGE Smart Energy Savers - Appliance Rebates
Residential | Hybrid Heat Pump Water Heater | 500 | Must be ENERGY STAR® certified. Limit 1 per household | BGE Smart Energy Savers - Appliance Rebates
Residential | Refrigerator Recycling | $50-$75 | $50 to recycle an old, working refrigerator or freezer; $25 bonus if you also recycle a working room air conditioner or dehumidifier at the same time. Limit 3 large units and 4 small units | BGE Smart Energy Savers - Appliance Recycling
Residential | Central Air Conditioning Tier 1 | 300 | ≥ 16 SEER and ≥ 13 EER | BGE Smart Energy Savers - Heating and Cooling
Residential | Central Air Conditioning Tier 2 | 500 | ≥ 18 SEER and ≥ 13 EER | BGE Smart Energy Savers - Heating and Cooling
Residential | Air Source Heat Pump Tier 1 | 400 | ≥ 16 SEER and ≥ 13 EER and ≥ 9.0 HSPF | BGE Smart Energy Savers - Heating and Cooling
Residential | Air Source Heat Pump Tier 2 | 650 | ≥ 18 SEER and ≥ 13 EER and ≥ 9.5 HSPF | BGE Smart Energy Savers - Heating and Cooling
Residential | Gas Furnace | 250 | ≥ 92% AFUE w/ECM | BGE Smart Energy Savers - Heating and Cooling
Residential | Ductless Mini-Split Heat Pump Tier 2 | 250 | ≥ 18 SEER and ≥ 12.5 EER and ≥ 9.0 HSPF | BGE Smart Energy Savers - Heating and Cooling
Residential | Ductless Multi-Zone Heat Pump | 400 | ≥ 15.5 SEER and ≥ 12.5 EER and ≥ 8.6 HSPF | BGE Smart Energy Savers - Heating and Cooling
Residential | Furnace blower motor (ECM), upgraded fan in an existing furnace of air handler | 100 | N/A | BGE Smart Energy Savers - Heating and Cooling
Residential | Furnace blower motor (ECM), factory-installed | 50 | N/A | BGE Smart Energy Savers - Heating and Cooling
Residential | Geothermal Heat Pump (closed loop)+ | 1500 | ≥ 17.1 EER and ≥ 3.6 COP | BGE Smart Energy Savers - Heating and Cooling
Residential | Home Energy Audit | Reduced cost $100 | Audit available to BGE customers for $100 (a $400 value). Valid for homes up to 3,000 square feet with a single combustion appliance zone. Audits of larger homes or ones with multiple combustion appliance zones may cost more | BGE Smart Energy Savers - Home Performance with ENERGY STAR®
Residential | Air Sealing, Insulation Measures and Duct Sealing | Up to $7,500 | Incentive based on the modeled reduction of electric and natural gas consumption; $7,500 maximum or 75% off for entire project work scope | BGE Smart Energy Savers - Home Performance with ENERGY STAR®
Residential | Heating and Air Conditioning Equipment Rebates | Up to $7,500 | Incentive based on the modeled reduction of electric and natural gas consumption; $7,500 maximum or 75% off for entire project work scope | BGE Smart Energy Savers - Home Performance with ENERGY STAR®
Residential | LED Bulbs | 7 | Instant rebates at participating retailers, limit 25 bulbs per customer | BGE Smart Energy Savers - Lighting Discounts
Residential | Light Fixtures | 8 | Must be ENERGY STAR® certified. Available at Home Depot and Costco. Limit 10 fixtures per customer. | BGE Smart Energy Savers - Lighting Discounts
Low-Income | Various Measures: Insulation, Hot water system; Lighting; Furnace repairs; Refrigerator retrofit; Health and safety items | Free | Requires initial energy audit and post-installation home evaluation. Includes free installation of materials and equipment. Must meet income requirements. | The EmPOWER Maryland Low Income Energy Efficiency Program
Residential | ENERGY STAR for New Homes: Single-Family Detached Home | 1250 | Homes must have been permitted after April 1, 2015, certified to ENERGY STAR Version 3.1 with 90% CFL installation, and have all required ENERGY STAR inspections. | ENERGY STAR® for New Homes, BGE Smart Energy Savers
Residential | ENERGY STAR for New Homes: Townhouse or Duplex | 750 | Homes must have been permitted after April 1, 2015, certified to ENERGY STAR Version 3.1 with 90% CFL installation, and have all required ENERGY STAR inspections. | BGE Smart Energy Savers - ENERGY STAR® for New Homes,
Residential | ENERGY STAR for New Homes: Two-on-Two Condo | 550 | Homes must have been permitted after April 1, 2015, certified to ENERGY STAR Version 3.1 with 90% CFL installation, and have all required ENERGY STAR inspections. | BGE Smart Energy Savers - ENERGY STAR® for New Homes,
Multi-Family | ENERGY STAR for New Homes: Multifamily Unit | 400 | Homes must have been permitted after April 1, 2015, certified to ENERGY STAR Version 3.1 with 90% CFL installation, and have all required ENERGY STAR inspections. | BGE Smart Energy Savers - ENERGY STAR® for New Homes,
Residential | Peak Rewards - Hands-on Demand Managements | $1.25 / kWh saved | Use less electricity on Energy Saving Days by reducing air conditioner use, delaying the use of large appliances, turning off lights | BGE Smart Energy Savers - Peak Rewards
Residential | Reak Rewards - Automatic Demand Management | $50-$200 | Bill credits for using less electricity on Energy Saving Days by reducing air conditioner use, delaying the use of large appliances, turning off lights | BGE Smart Energy Savers - Peak Rewards
Residential | Quick Home Energy Check-up | 100 | Home energy audit (less exhaustive than Home Performance with ENERGY STAR® audit), includes installation of EE measures: LEDs, faucet aerators, efficient flow showerhead, water heater pipe wrap, ShowerStart showerhead adaptor | BGE Smart Energy Savers - Quick Home Energy Check-Up
Commercial | Unitary HVAC Maintenance | $175-$285 | $175 for single compressor units; $250 for multiple compressor units; $35 if post-test results indicate < 10% increase in SEE or if unable to achieve post test SEE ≥ 85%. Customer must receive written approval from BGE prior to tune-up. The customer must perform necessary maintenance and adjustments to achieve a min System Effective Efficiency (SEE) of 85% as confirmed by post-testing. | Enhanced Unitary HVAC Maintenance Program
Commercial | Small Building Tune-up: walk-through assessment, development of an action plan; calibration of building systems and controls; replacement of equipment filters; cleaning of evaporator and condenser coils; sealing of compressed air leaks; rebalancing of air handling systems | Up to $3,000 of the cost of the tune-up; Up to $5,000 for equipment-level metering; Additional incentive for demonstration measures with total cap of $15,000 | For facilities <75,000 square feet. Up to 75% of the cost of the assessment and study with a maximum incentive of $3,000. BGE also will pay part of the costs for demonstration measures (i.e., measures that can save a significant amount of energy, but will not pay for themselves in less than 1.5 years) with a cap on BGE’s total project commitment of $15,000. Additional $5,000 incentive is available for equipment-level metering installed to baseline the equipment before and after the tune-up to verify savings. Project pre-approval is required. | Small Building Tune-Up Program
Commercial | Large Building Tune-up: Engineering studies to identify energy savings available through building tune-up services; HVAC calibrations; Diagnostic and function tests of major systems and equipment; Air and water systems balancing; Calibration of EMS and controls; Building tune-ups and education | Up to 75% of the cost of the tune-up; Up to $5,000 for equipment-level metering; Total cap of $30,000 | For facilities >75,000 square feet with complex HVAC systems, controlled by an EMS with comprehensive DDC. Up to 75% of the cost of Large Building Tune-up Services with a cap of $30,000 per project. Customers must be willing to match the incentive received, up to $30,000, for measures identified with an estimated simple payback of fewer than 1.5 years. Additional $5,000 incentive is available for equipment-level metering installed to baseline the equipment before and after the tune-up to verify savings. Project pre-approval is required. | Large Building Tune-Up Program
Commercial | Building Operation Training | 80% of enrollment costs up to $1,000 per certification | Helps cover the cost for approved building operation and maintenance training courses, designed for individuals who have 2+ years of experience in building operations and support facilities within the BGE service territory. Pre-approval is required. | Building Operation Training Program
Commercial | Combined Heat and Power Projects - Capacity Incentive | Up to $1.25 million | $1,200/kW up to and including 1 MW; $900/kW over 1 MW. The first 1 MW of any system would be incentivized at $1,200/kW. Limit one per customer site every 3 years. Eligible CHP projects may be driven by either a reciprocating engine or a gas turbine and must operate at a min of 65% efficiency (Higher Heating Value) on an annual basis. All qualifying systems must not export electricity to the grid. | Combined Heat and Power (CHP) Program
Commercial | Combined Heat and Power Projects - Design Incentive | Up to $1.25 million | 10% of total incentive at project approval, subsequent to signed commitment letter and acceptance of minimum requirements document. Limit one per customer site every 3 years | Combined Heat and Power (CHP) Program
Commercial | Combined Heat and Power Projects - Commissioning Incentive | 30% of total incentive | 30% of total incentive after installation is complete, subsequent to commissioning of the CHP system and BGE inspection. | Combined Heat and Power (CHP) Program
Commercial | Combined Heat and Power Projects - Production Incentive | Up to $1.25 million | 60% of total incentive after receiving 12 contiguous months of actual kWh generation received within 24 months of project installation, subsequent to review of metering data. Payment will be based on kWh actual generation and will be capped at 60% of total incentive | Combined Heat and Power (CHP) Program
Commercial | Custom Measures and Projects | Incentives vary for site-specific, cost-effective projects | Requires site inspection and pre-approval | Energy Solutions for Business - Custom
Commercial | Comprehensive New Construction - Green Building Track | For projects permitted after 7/1/2015: Final Energy Cost Savings: ASHRAE 90.1-2013 2.5% to 5% = $0.30/kWh saved ˃5% to 7.5% = $0.35/kWh saved ˃7.5% to 10% = $0.40/kWh saved > 10% = $0.45/kWh saved | Provides technical and financial assistance to go above the jurisdiction-mandated Green Building requirements and implement measures that contribute to higher electric savings. Must be a new or major renovation commercial project that is registered with the USGBC or other 3rd party agency as dictated by the jurisdiction and is required to meet the minimum jurisdiction requirements. Incentives are based on the amount of first year total energy cost savings and electric energy savings (kWh). | Energy Solutions for Business - New Construction
Commercial | Comprehensive New Construction - Comprehensive Design Track | Up to 90% of the incremental cost of installing the EE measures or to buy down the cost to a 1-year payback period, whichever is less. Up to $5,000 in Design Assistance to engage the Customer’s Design Team throughout the process and to help offset a portion of the additional costs incurred | Incentives will be provided for exceeding the required building code by incorporating cost-effective, energy-efficient designs and construction practices | Energy Solutions for Business - New Construction
Commercial | New LED linear recessed or surface troffer for 2x2 and 1x4 luminaires | $50/Fixture | Min 15 watts reduced; 110 lm/W reported efficacy | Energy Solutions for Business - Retrofit Lighting
Commercial | New LED linear recessed or surface troffer for 2x4 luminaires | $85/ Fixture | Min 20 watts reduced; 110 lm/W reported efficacy | Energy Solutions for Business - Retrofit Lighting
Commercial | New LED flat panel for 2x2 and 1x4 luminaires | $15/Panel | Min 15 watts reduced; 110 lm/W reported efficacy | Energy Solutions for Business - Retrofit Lighting
Commercial | New LED flat panel for 2x4 luminaires | $30/Panel | Min 20 watts reduced; 110 lm/W reported efficacy | Energy Solutions for Business - Retrofit Lighting
Commercial | New LED linear ambient luminaire | $15/Foot | Min 5 watts/foot reduced; 110 lm/W reported efficacy | Energy Solutions for Business - Retrofit Lighting
Commercial | New LED stairwell luminaire | $100/Fixture | Min 10 watts reduced; 100 lm/W reported efficacy | Energy Solutions for Business - Retrofit Lighting
Commercial | New LED wall wash luminaire | $15/Foot | Min 10 watts/foot reduced; 75 lm/W reported efficacy | Energy Solutions for Business - Retrofit Lighting
Commercial | New LED track/mono-point luminaire | $30/Head | Min 25 watts reduced; 75 lm/W reported efficacy | Energy Solutions for Business - Retrofit Lighting
Commercial | New LED display case luminaire | $25/Fixture | Min 20 watts reduced; 70 lm/W reported efficacy | Energy Solutions for Business - Retrofit Lighting
Commercial | New LED display case luminaire installed in reach-in coolers/freezers | $30/Fixture | Min 15 watts reduced; 85 lm/W reported efficacy | Energy Solutions for Business - Retrofit Lighting
Commercial | New LED high/low bay luminaire – DLC reported lumens between 5,000 lm - 9,999 lm | $100/Fixture | Min 50 watts reduced; 110 lm/W reported efficacy | Energy Solutions for Business - Retrofit Lighting
Commercial | New LED high/low bay luminaire - DLC reported lumens between 10,000 lm - 19,999 lm | $150/Fixture | Min 100 watts reduced; 110 lm/W reported efficacy | Energy Solutions for Business - Retrofit Lighting
Commercial | New LED high/low bay luminaire - DLC reported lumens between 20,000 lm - 29,999 lm | $200/Fixture | Min 100 watts reduced; 110 lm/W reported efficacy | Energy Solutions for Business - Retrofit Lighting
Commercial | New LED high/low bay luminaire - DLC reported lumens between 30,000 lm – 39,999 lm | $300/Fixture | Min 150 watts reduced; 110 lm/W reported efficacy | Energy Solutions for Business - Retrofit Lighting
Commercial | New LED high/low bay luminaire - DLC reported lumens between 40,000 lm or more | $400/Fixture | Min 400 watts reduced; 110 lm/W reported efficacy | Energy Solutions for Business - Retrofit Lighting
Commercial | New LED exterior luminaire – DLC reported lumens between 4,999 lm or less | $50/Fixture | Min 40 watts reduced; 90 lm/W reported efficacy | Energy Solutions for Business - Retrofit Lighting
Commercial | New LED exterior luminaire – DLC reported lumens between 5,000 lm - 9,999 lm | $100/Fixture | Min 125 watts reduced; 95 lm/W reported efficacy | Energy Solutions for Business - Retrofit Lighting
Commercial | New LED exterior luminaire – DLC reported lumens between 10,000 lm - 19,999 lm | $150/Fixture | Min 250 watts reduced; 100 lm/W reported efficacy | Energy Solutions for Business - Retrofit Lighting
Commercial | New LED exterior luminaire – DLC reported lumens between 20,000 lm - 29,999 lm | $200/Fixture | Min 400 watts reduced; 100 lm/W reported efficacy | Energy Solutions for Business - Retrofit Lighting
Commercial | New LED exterior luminaire – DLC reported lumens between 30,000 lm – 39,999 lm | $250/Fixture | Min 550 watts reduced; 100 lm/W reported efficacy | Energy Solutions for Business - Retrofit Lighting
Commercial | New LED exterior luminaire – DLC reported lumens between 40,000 lm or more | $300/Fixture | Min 700 watts reduced; 100 lm/W reported efficacy | Energy Solutions for Business - Retrofit Lighting
Commercial | LED linear retrofit kit for 2x2 and 1x4 fixtures | $5/Kit | Min 15 watts reduced; 110 lm/W reported efficacy | Energy Solutions for Business - Retrofit Lighting
Commercial | LED linear retrofit kit for 2x4 fixtures | $10/Kit | Min 20 watts reduced; 110 lm/W reported efficacy | Energy Solutions for Business - Retrofit Lighting
Commercial | LED integrated retrofit kit for 2x2 and 1x4 fixtures | $40/Kit | Min 15 watts reduced; 110 lm/W reported efficacy | Energy Solutions for Business - Retrofit Lighting
Commercial | LED integrated retrofit kit for 2x4 fixtures | $70/Kit | Min 20 watts reduced; 110 lm/W reported efficacy | Energy Solutions for Business - Retrofit Lighting
Commercial | LED integrated flat panel retrofit kit for 2x2 and 1x4 fixtures | $10/Panel Kit | Min 15 watts reduced; 110 lm/W reported efficacy | Energy Solutions for Business - Retrofit Lighting
Commercial | LED integrated flat panel retrofit kit for 2x4 fixtures | $20/Panel Kit | Min 20 watts reduced; 110 lm/W reported efficacy | Energy Solutions for Business - Retrofit Lighting
Commercial | LED retrofit kit for ambient luminaire | $5/Foot | Min 5/foot watts reduced; 110 lm/W reported efficacy | Energy Solutions for Business - Retrofit Lighting
Commercial | LED retrofit kit for high/low bay luminaire | $30/Kit | Min 40 watts reduced; 110 lm/W reported efficacy | Energy Solutions for Business - Retrofit Lighting
Commercial | LED retrofit kit for exterior luminaire | $30/Kit | Min 40 watts reduced; 110 lm/W reported efficacy | Energy Solutions for Business - Retrofit Lighting
Commercial | New LED ENERGY STAR fixture – 1,499 lm or less | $15/Fixture | Min 10 watts reduced; 75 lm/W reported efficacy | Energy Solutions for Business - Retrofit Lighting
Commercial | New LED ENERGY STAR fixture – 1,500 lm – 2,999 lm | $45/Fixture | Min 25 watts reduced; 75 lm/W reported efficacy | Energy Solutions for Business - Retrofit Lighting
Commercial | New LED ENERGY STAR fixture – 3,000 lm or greater | $80/Fixture | Min 50 watts reduced; 75 lm/W reported efficacy | Energy Solutions for Business - Retrofit Lighting
Commercial | Type C LED linear lamp and new LED driver | $4/Lamp | Min 10 watts reduced; 110 lm/W reported efficacy | Energy Solutions for Business - Retrofit Lighting
Commercial | Type C LED mogul screw-base replacement for an HID lamp and new external driver | $30/Lamp | Min 60 watts reduced; 110 lm/W reported efficacy | Energy Solutions for Business - Retrofit Lighting
Commercial | Networked lighting control w/ local or cloud server required | $50/Fixture | Up to $100 incentive; 20 min controlled watts | Energy Solutions for Business - Retrofit Lighting
Commercial | Networked lighting control w/ local or cloud server required – lower wattage fixtures/downlights | $10/Fixture | Up to $100 incentive | Energy Solutions for Business - Retrofit Lighting
Commercial | Networked lighting control (no server required) | $40/Fixture | Up to $80 incentive; 20 min controlled watts | Energy Solutions for Business - Retrofit Lighting
Commercial | Networked lighting control (no server required) – lower wattage fixtures/downlights | $8/Fixture | Up to $80 incentive | Energy Solutions for Business - Retrofit Lighting
Commercial | Dual daylight & occupancy sensor (DOS) | $30/Fixture | Up to $60 incentive; 20 min controlled watts | Energy Solutions for Business - Retrofit Lighting
Commercial | Dual daylight & occupancy sensor (DOS) – lower wattage fixtures/downlights | $6/Fixture | Up to $60 incentive | Energy Solutions for Business - Retrofit Lighting
Commercial | Daylight continuous dimming control | $20/Fixture | Up to $40 incentive; 20 min controlled watts | Energy Solutions for Business - Retrofit Lighting
Commercial | Daylight continuous dimming control – lower wattage fixtures/ downlights | $4/Fixture | Up to $40 incentive | Energy Solutions for Business - Retrofit Lighting
Commercial | Vacancy control | $20/Fixture | Up to $40 incentive; 20 min controlled watts | Energy Solutions for Business - Retrofit Lighting
Commercial | Vacancy control – lower wattage fixtures/downlights | $4/Fixture | Up to $40 incentive | Energy Solutions for Business - Retrofit Lighting
Commercial | Occupancy control | $15/Fixture | Up to $30 incentive; 20 min controlled watts | Energy Solutions for Business - Retrofit Lighting
Commercial | Occupancy control – lower wattage fixtures/downlights | $3/Fixture | Up to $30 incentive | Energy Solutions for Business - Retrofit Lighting
Commercial | Anti-Sweat Heat Controls | $40/Door |  | Energy Solutions for Business - Commercial Refrigeration
Commercial | Reach-In Cooler Door Closer | 40 |  | Energy Solutions for Business - Commercial Refrigeration
Commercial | Reach-In Freezer Door Closer | 50 |  | Energy Solutions for Business - Commercial Refrigeration
Commercial | Strip Curtains for Walk-In Coolers and Freezers | $3/square foot |  | Energy Solutions for Business - Commercial Refrigeration
Commercial | ECM Evaporator Fan Motor | 50 |  | Energy Solutions for Business - Commercial Refrigeration
Commercial | Evaporator Fan Controller on Existing Shaded-Pole Motor | 75 |  | Energy Solutions for Business - Commercial Refrigeration
Commercial | Evaporator Fan Control | 1000 |  | Energy Solutions for Business - Commercial Refrigeration
Commercial | Refrigeration Display Case Doors on Open Display Case with anti-sweat heaters | $25/LF | $600 cap per case | Energy Solutions for Business - Commercial Refrigeration
Commercial | Refrigeration Display Case Doors on Open Display Case without heaters (no-sweat doors) | $50/LF | $600 cap per case | Energy Solutions for Business - Commercial Refrigeration
Commercial | Night Covers for Refrigerated Equipment Cases | 500 |  | Energy Solutions for Business - Commercial Refrigeration
Commercial | Anti-Fog Film | $8/square foot |  | Energy Solutions for Business - Commercial Refrigeration
Commercial | Spray Rinse Valves | 75 |  | Energy Solutions for Business - Commercial Kitchen Equipment
Commercial | Open deep fat fryers | 200 |  | Energy Solutions for Business - Commercial Kitchen Equipment
Commercial | Large vat fryers | 200 |  | Energy Solutions for Business - Commercial Kitchen Equipment
Commercial | Steam Cookers | 750 |  | Energy Solutions for Business - Commercial Kitchen Equipment
Commercial | Full-size insulated holding cabinets | 300 |  | Energy Solutions for Business - Commercial Kitchen Equipment
Commercial | 3/4-size insulated holding cabinets | 200 |  | Energy Solutions for Business - Commercial Kitchen Equipment
Commercial | Half-size insulated holding cabinets | 200 |  | Energy Solutions for Business - Commercial Kitchen Equipment
Commercial | Griddles | 250 |  | Energy Solutions for Business - Commercial Kitchen Equipment
Commercial | Convection Ovens | 350 |  | Energy Solutions for Business - Commercial Kitchen Equipment
Commercial | Combination Ovens | 1000 |  | Energy Solutions for Business - Commercial Kitchen Equipment
Commercial | Solid Door Reach-In Refrigerators | $75-$225 | < 19 cubic ft = $75; 19–20 cubic ft = $100; 21–60 cubic ft = $150; 61–90 cubic ft = $225 | Energy Solutions for Business - Commercial Kitchen Equipment
Commercial | Solid Door Reach-In Freezers | $100-$500 | < 19 cubic ft = $100; 19–20 cubic ft = $200; 21–60 cubic ft = $320; 61–90 cubic ft = $500 | Energy Solutions for Business - Commercial Kitchen Equipment
Commercial | Glass Door Reach-In Refrigerators | $75-$150 | < 19 cubic ft = $75; 19–20 cubic ft = $100; 21–60 cubic ft = $125; 61–90 cubic ft = $150 | Energy Solutions for Business - Commercial Kitchen Equipment
Commercial | Glass Door Reach-In Freezers | $100-$300 | < 19 cubic ft = $100; 19–20 cubic ft = $200; 21–60 cubic ft = $250; 61–90 cubic ft = $300 | Energy Solutions for Business - Commercial Kitchen Equipment
Commercial | Ice Machine - CEE Tier I | $50-$150 | < 450 lbs per 24 hrs = $50; 450–1,000 lbs per 24 hrs = $100; >1,000 lbs per 24 hrs = $150 | Energy Solutions for Business - Commercial Kitchen Equipment
Commercial | Ice Machine - CEE Tier II | $75-$250 | Cube & Nugget: < 450 lbs per 24 hrs = $75; 450–1,000 lbs per 24 hrs = $125; > 1,000 lbs per 24 hrs = $150 Flake: < 450 lbs per 24 hrs = $100; 450–1,000 lbs per 24 hrs = $175; > 1,000 lbs per 24 hrs = $250 | Energy Solutions for Business - Commercial Kitchen Equipment
Commercial | Commercial Dishwasher High Temperature Under Counter | 250 |  | Energy Solutions for Business - Commercial Appliances
Commercial | ommercial Dishwasher High Temperature Door Type | 450 |  | Energy Solutions for Business - Commercial Appliances
Commercial | Commercial Dishwasher High Temperature Single Tank Conveyor | 600 |  | Energy Solutions for Business - Commercial Appliances
Commercial | Commercial Dishwasher High Temperature Multi Tank Conveyor | 1000 |  | Energy Solutions for Business - Commercial Appliances
Commercial | Commercial Dishwasher Low Temperature Under Counter | 50 |  | Energy Solutions for Business - Commercial Appliances
Commercial | Commercial Dishwasher Low Temperature Door Type | 300 |  | Energy Solutions for Business - Commercial Appliances
Commercial | Commercial Dishwasher Low Temperature Single Tank Conveyor | 300 |  | Energy Solutions for Business - Commercial Appliances
Commercial | Commercial Dishwasher Low Temperature Multi Tank Conveyor | 500 |  | Energy Solutions for Business - Commercial Appliances
Commercial | Commercial Clothes Washer CEE Tier 1 | 100 |  | Energy Solutions for Business - Commercial Appliances
Commercial | Commercial Clothes Washer CEE Tier 2 | 200 |  | Energy Solutions for Business - Commercial Appliances
Commercial | ENERGY STAR Water Cooler | 50 |  | Energy Solutions for Business - Commercial Appliances
Commercial | ENERGY STAR Room AC | 25 |  | Energy Solutions for Business - Commercial Appliances
Commercial | ENERGY STAR Dehumidifier | 25 |  | Energy Solutions for Business - Commercial Appliances
Commercial | “Smart” Power Strips | $10/Strip |  | Energy Solutions for Business
Commercial | Personal Occupancy Sensor | $20/Sensor |  | Energy Solutions for Business - Retrofit Lighting
Commercial | Vending Machine Control – Non-refrigerated | $30/Control |  | Energy Solutions for Business - Commercial Appliances
Commercial | Vending Machine Control – Refrigerated | $75/Control |  | Energy Solutions for Business - Commercial Appliances
Commercial | Window Film | $1/square foot
Commercial | Unitary HVAC - Air Conditioning Only | $200/ton plus $200/unit for Dual Enthalpy Economizer | Specifications by Size Categories: < 5.4 tons: min 16 SEER/IEER ≥ 5.4 tons and <11.25 tons: min 14 SEER/IEER, 12.2 EER ≥ 11.25 tons and <20 tons: min 13.2 SEER/IEER, 12.2 EER ≥20 tons and <63.3 tons: min 12.3 SEER/IEER, 11 EER ≥63.3. tons: min 11.6 SEER/IEER, 10.7 EER | Energy Solutions for Business - HVAC
Commercial | Air Source Heat Pumps (ASHP) | $200/ton plus $200/unit for Dual Enthalpy Economizer | Specifications by Size Categories: Single Package < 5.4 tons: min 16 SEER/IEER, 8.2 HSPF Split < 5.4 tons: min 16 SEER/IEER, 9 HSPF ≥ 5.4 tons and <11.25 tons: min 13 SEER/IEER, 12 EER, COP 3.4 ≥ 11.25 tons: min 12 SEER/IEER, 10.8 EER, COP 3.3 | Energy Solutions for Business - HVAC
Commercial | Water Source Heat Pumps (WSHP) | $200/ton | Single Package <11.25 tons: min 14 EER, COP 4.7 | Energy Solutions for Business - HVAC
Commercial | Water Cooled and Evaporative Air Conditioner | $150-$200/ton plus $200/unit for Dual Enthalpy Economizer | Specifications by Size Categories: < 5.4 tons: min 16 SEER/IEER, 14 EER = $200/ton ≥ 5.4 tons and <11.25 tons: min 15.3 SEER/IEER, 14 EER = $200/ton ≥ 11.25 tons and <20 tons: min 14.8 SEER/IEER, 14 EER = $150/ton ≥20 tons and <63.3 tons: min 14 SEER/IEER, 13.4 EER = $150/ton ≥63.3. tons: min 14 SEER/IEER, 13.2 EER = $150/ton | Energy Solutions for Business - HVAC
Commercial | Packaged Terminal Air Conditioner (PTAC) | $60-$100/ton | <3/4 ton: min 12 EER = $60/ton ≥3/4 ton and <1 ton: min 11.4 EER = $80/ton ≥1 ton: min 10.5 EER = $100/ton | Energy Solutions for Business - HVAC
Commercial | Packaged Terminal Heat Pump (PTHP) | $60-$100/ton | <3/4 ton: min 11.7 EER, COP 3.4 = $60/ton ≥3/4 ton and <1 ton: min 11 EER, COP 3.3 = $80/ton ≥1 ton: min 10.1 EER, COP 3.1 = $100/ton | Energy Solutions for Business - HVAC
Commercial | Ductless Mini-Split AC | $100/ton | min SEER/IEER 16 | Energy Solutions for Business - HVAC
Commercial | Ductless Mini-Split Heat Pump | $100/ton | min SEER/IEER 16, HSPF 8.2 | Energy Solutions for Business - HVAC
Commercial | Geothermal Heat Pumps – Tier I | $250/ton | min 18.0 EER and 4.7 COP | Energy Solutions for Business - HVAC
Commercial | Geothermal Heat Pumps – Tier II | $300/ton | min 20.0 EER and 5.0 COP | Energy Solutions for Business - HVAC
Commercial | Hotel Room HVAC Controls | $70/room |  | Energy Solutions for Business - HVAC
Commercial | Hotel Room HVAC/Receptacle Controls | $80/room |  | Energy Solutions for Business - HVAC
Commercial | Air Cooled Chiller with Condenser | $24/ton base $8/ton performance |  | Energy Solutions for Business - HVAC
Commercial | Water Cooled Screw and Reciprocating Chillers | $10-$24/ton base $2-$8/ton performance | < 150 tons = $24/ton base, $8/ton performance ≥ 150 tons and < 300 tons = $15/ton base, $2/ton performance ≥ 300 tons and < 600 tons = $10/ton base, $4/ton performance ≥ 600 and ≤1000 tons = $10/ton base, $4/ton performance | Energy Solutions for Business - HVAC
Commercial | Water Cooled Centrifugal Chillers | $10-$20/ton base $3-$4/ton performance | < 150 tons = $20/ton base, $4/ton performance ≥ 150 tons and < 300 tons = $20/ton base, $3/ton performance ≥ 300 tons and ≤1,000 tons = $10/ton base, $4/ton performance | Energy Solutions for Business - HVAC
Commercial | Air Cooled VFD Chiller with Condenser | $24/ton base $8/ton performance |  | Energy Solutions for Business - HVAC
Commercial | Water Cooled Screw and Reciprocating VFD Chillers | $15-$24/ton base $2-$4/ton performance | < 150 tons = $24/ton base, $2/ton performance ≥ 150 tons and < 300 tons = $15/ton base, $4/ton performance ≥ 300 tons and < 600 tons = $15/ton base, $4/ton performance ≥ 600 and ≤1000 tons = $15/ton base, $4/ton performance | Energy Solutions for Business - HVAC
Commercial | Water Cooled Centrifugal VFD Chillers | $10-$20/ton base $3-$4/ton performance | < 150 tons = $20/ton base, $3/ton performance ≥ 150 tons and < 300 tons = $20/ton base, $3/ton performance ≥ 300 tons and < 400 tons = $20/ton base, $4/ton performance ≥ 400 tons and < 600 tons = $20/ton base, $4/ton performance ≥600 and ≤1,000 tons = $10/ton base, $4/ton performance | Energy Solutions for Business - HVAC
Commercial | LED Sign Lighting Measures - Dusk to Dawn | $1.00 per watt reduced |  | Energy Solutions for Business - LED Sign Lighting
Commercial | LED Sign Lighting Measures - Retail 8AM to 9PM | $1.25 per watt reduced |  | Energy Solutions for Business - LED Sign Lighting
Commercial | LED Sign Lighting Measures - 24 Hours/7 Days Per Week | $1.65 per watt reduced |  | Energy Solutions for Business - LED Sign Lighting
Multi-Family | Refrigerator | $100-$150 | ENERGY STAR® certified refrigerator rated 15% better than the federal standard > 10 cubic feet = $100; Super-efficient ENERGY STAR certified model with an efficiency rating 20% better than the federal standard > 10 cubic feet = $150 | BGE Smart Energy Savers - Multi-Family Incentives
Multi-Family | ENERGY STAR® certified clothes washer | $75-$100 | Integrated Modified Energy Factor (IMEF) ≥2.74, Integrated Water Factor (IWF) ≤ 3.2 = $75; IMEF ≥ 2.92, IWF ≤ 3.2 = $100 | BGE Smart Energy Savers - Multi-Family Incentives
Multi-Family | ENERGY STAR Clothes Dryer | 50 | Use approximately 20% less energy than standard models. | BGE Smart Energy Savers - Multi-Family Incentives
Multi-Family | Central Air Conditioning | $500-$800 | Tier 1 ≥ 16 SEER and ≥ 13 EER = $500; Tier 2 ≥ 18 SEER and ≥ 13 EER = $800 | BGE Smart Energy Savers - Multi-Family Incentives
Multi-Family | ENERGY STAR hybrid heat pump water heaters | 500 | ≤ 55 gallons, must have an Energy Factor (EF) of ≥ 2.0. ENERGY STAR hybrid heat pump water heaters > 55 gallons must have an EF of ≥ 2.2. | BGE Smart Energy Savers - Multi-Family Incentives
Multi-Family | Air Source Heat Pump | $600-$1000 | Tier 1 > 16 SEER and ≥ 13 EER and ≥ 9.0 HSPF = $600; Tier 2 > 18 SEER and ≥ 13 EER and ≥ 9.5 HSPF = $1000 | BGE Smart Energy Savers - Multi-Family Incentives
Multi-Family | Geothermal Heat Pump | 1500 | Closed loop; > 17.1 EER and ≥ 3.6 COP | BGE Smart Energy Savers - Multi-Family Incentives
Multi-Family | Ductless Mini-Split Heat Pump | $200-$400 | Tier 1 ≥ 14.5 SEER and ≥ 12 EER and ≥ 8.2 HSPF = $200; Tier 2 ≥ 18 SEER and ≥ 12.5 EER and ≥ 9.0 HSPF = $400 | BGE Smart Energy Savers - Multi-Family Incentives
Multi-Family | Multi-Zone Ductless Mini-Split Heat Pump | 600 | > 15.5 SEER and ≥ 12.5 EER and ≥ 8.6 HSPF | BGE Smart Energy Savers - Multi-Family Incentives
Commercial | VFD - Building Exhaust Fan / Make-up Air Fan | $500-$5,000 or $50/hp | 2 HP = $500; 3 HP = $600; 4 HP = $700; 5 HP = $800; 7.5 HP = $900; 10 HP = $1,100; 15 HP = $1,350; 20 HP = $1,500; 25 HP = $1,600; 30 HP = $1,800; 40 HP = $2,000; 50 HP = $2,500; 60 HP = $3,000; 75 HP = $3,750; 100 HP = $5,000; >100 to ≤200 HP = $50 per HP | Energy Solutions for Business - Variable Frequency Drive
Commercial | VFD - Return Air Fan / Cooling Tower Fan / SupplyAir Fan | $500-$5,000 or $50/hp | 2 HP = $500; 3 HP = $600; 4 HP = $700; 5 HP = $800; 7.5 HP = $900; 10 HP = $1,100; 15 HP = $1,350; 20 HP = $1,500; 25 HP = $1,600; 30 HP = $1,800; 40 HP = $2,000; 50 HP = $2,500; 60 HP = $3,000; 75 HP = $3,750; 100 HP = $5,000; >100 to ≤200 HP = $50 per HP | Energy Solutions for Business - Variable Frequency Drive
Commercial | VFD - Pump (Includes CWP = Chilled or Condenser Water Pump, HWP = Heat Water Pump, WHP = Water Source Heat Pump Circulating Loop) | $500-$5,000 or $50/hp | 2 HP = $500; 3 HP = $600; 4 HP = $700; 5 HP = $800; 7.5 HP = $900; 10 HP = $1,100; 15 HP = $1,350; 20 HP = $1,500; 25 HP = $1,600; 30 HP = $1,800; 40 HP = $2,000; 50 HP = $2,500; 60 HP = $3,000; 75 HP = $3,750; 100 HP = $5,000; >100 to ≤200 HP = $50 per HP | Energy Solutions for Business - Variable Frequency Drive
Sources:
https://bgesmartenergy.com/business/energy-solutions-business/application-forms
https://bgesmartenergy.com/residential
Program Administrator: Southern Maryland Electric Coop (SMECO)
Sector | Measure | Incentive ($) | Additional Details | Program
Residential | Smart Thermostat | 100 | Must be ENERGY STAR certified; Limit 3 rebates per household; Rebate not to exceed purchase price | Residential Appliance Rebates
Residential | Clothes Washer | $75-$100 | CEE Tier 2 = $75, CEE Tier 3 = $100; Must be ENERGY STAR certified; Limit 1 rebate per household; Rebate not to exceed purchase price | Residential Appliance Rebates
Residential | Clothes Dryer | 50 | Must be ENERGY STAR certified; Limit 1 rebate per household; Rebate not to exceed purchase price | Residential Appliance Rebates
Residential | Refrigerator | $100-$150 | CEE Tier 2 = $100, CEE Tier 3 = $150; Must be ENERGY STAR certified; Must be at least 10 cubic feet in size; Limit 1 rebate per household; Rebate not to exceed purchase price | Residential Appliance Rebates
Residential | Hybrid Heat Pump Water Heater | 500 | Units ≤ 55 gallons must have an energy factor of ≥ 2.0; Units > 55 gallons must have an energy factor of ≥ 2.2. Must be ENERGY STAR certified; Limit 1 rebate per household; Rebate not to exceed purchase price; As of 7/1/18, rebate issued at time of purchase. | Residential Appliance Rebates
Residential | Pool Pump | $150-$400 | Two speed, energy factor ≥ 3.8 = $150; Variable speed, energy factor ≥ 3.8 = $400; Must be ENERGY STAR certified; Limit 1 rebate per household; Rebate not to exceed purchase price; As of 7/1/18, rebate issued at time of purchase. | Residential Appliance Rebates
Residential | Refrigerator or Freezer Recycling | $75-$100 | Refrigerator or freezer only = $75; Recycle a working Room AC or Dehumidifier at same time and get an extra $25; Limit 2 rewards per household per calendar year; Refrigerator and/or freezer must be 10 to 30 cubic feet. | Residential Appliance Recycling Rebates
Residential | Air Source Heat Pump | $400-$650 | CEE Tier 1: ≥ 16 SEER, ≥ 13 EER, ≥ 9 HSPF = $400; CEE Tier 2: ≥ 18 SEER, ≥ 13 EER, ≥ 9.5 HSPF = $650 | Residential Heating and Cooling Rebates
Residential | Central Air Conditioner | $300-$500 | CEE Tier 1: ≥ 16 SEER and ≥ 13 EER = $300; CEE Tier 2: ≥ 18 SEER and ≥ 13 EER = $500 | Residential Heating and Cooling Rebates
Residential | Ductless Mini Split Air Source Heat Pump | 250 | ≥ 18 SEER, ≥ 12.5 EER, ≥ 9.0 HSPF | Residential Heating and Cooling Rebates
Residential | Multi-Zone Ductless Mini Split ASHP | 400 | ≥ 15.5 SEER, ≥ 12.5 EER, ≥ 8.6 HSPF | Residential Heating and Cooling Rebates
Residential | Geothermal Heat Pump | 1500 | ≥ 17.1 EER and ≥ 3.6 COP | Residential Heating and Cooling Rebates
Residential | LED Light Bulbs | up to $7 / bulb | Instant discounts; Purchase through participating retailers or online store: http://www.energyfederation.org/smeco | Residential Lighting Rebates
Residential | Smart Home Pilot | Free Starter Kit | Includes smart hub, occupancy sensors, motion sensors, and smart hub-connected LED bulbs and plugs. Helps control lighting and appliances; must be a SMECO residential customer-member with either a heat pump or central AC, and an eligible smart thermostat installed in the home. | Smart Home Pilot Program
Low-Income | Low-Income Energy Efficiency Program | No charge installation of materials and equipment | Must meet income qualifications; Program provides a home energy audit and installation of measures including: insulation in the attic, floors and walls; Hot water system improvements; Lighting retrofits; Furnace cleaning, tuning and safety repairs; Refrigerator retrofit; Health and safety items. | Low-Income Energy Efficiency Program
Residential | ENERGY STAR for New Homes | Incentives Vary | Can include a variety of energy efficient features: Effective insulation, High-performance windows, Tight construction and ducts, Efficient heating and cooling equipment, Energy-efficient products. | ENERGY STAR for New Homes
Residential | Home Energy Improvement Program | Instant rebates up to $7,500 | SMECO Energy Advisor will do a no-cost home energy analysis, including providing recommendations for energy efficiency upgrades; Will also install LEDs, faucet aerators, efficient-flow showerheads, pipe insulation (electric water heaters only), and smart power strips | Home Energy Improvement Program
Residential | Home Energy Reports | N/A | Web portal that provides SMECO customers with detailed information about the home’s energy use and ways to save money and make your home more energy efficient. | Home Energy Reports Program
Commercial | > 10% below Base LPD | $0.40 / watt reduced | All Performance Lighting calculations will be performed through the equipment section of the application. | Business Solutions Program - Lighting New Construction
Commercial | > 20% below Base LPD | $0.80 / watt reduced | All Performance Lighting calculations will be performed through the equipment section of the application. | Business Solutions Program - Lighting New Construction
Commercial | New LED troffer for 2x2 and 1x4 luminaires | $45 / fixture | Min 20 watts reduced; Must be DLC-listed. | Business Solutions Program - Lighting Retrofit
Commercial | New LED troffer for 2x4 luminaires | $75 / fixture | Min 20 watts reduced; Must be DLC-listed. | Business Solutions Program - Lighting Retrofit
Commercial | New LED flat panel for 2x2 and 1x4 luminaires | $25 / panel | Min 20 watts reduced; Must be DLC-listed. | Business Solutions Program - Lighting Retrofit
Commercial | New LED flat panel for 2x4 luminaires | $35 / panel | Min 20 watts reduced; Must be DLC-listed. | Business Solutions Program - Lighting Retrofit
Commercial | New LED linear ambient luminaire | $12 / foot | Min 5 watts reduced; Must be DLC-listed. | Business Solutions Program - Lighting Retrofit
Commercial | New LED stairwell luminaire | $100 / fixture | Min 10 watts reduced; Must be DLC-listed. | Business Solutions Program - Lighting Retrofit
Commercial | New LED wall wash luminaire | $15 / foot | Min 10 watts reduced; Must be DLC-listed. | Business Solutions Program - Lighting Retrofit
Commercial | New LED track/mono-point luminaire | $30 / head | Min 25 watts reduced; Must be DLC-listed. | Business Solutions Program - Lighting Retrofit
Commercial | New LED display case luminaire | $25 / fixture | Min 20 watts reduced; Must be DLC-listed. | Business Solutions Program - Lighting Retrofit
Commercial | New LED display case luminaire in reachin coolers/freezers | $30 / fixture | Min 15 watts reduced; Must be DLC-listed. | Business Solutions Program - Lighting Retrofit
Commercial | New LED high/low bay luminaire – replacing a luminaire containing total lamp wattage ≤ 175W | $100 / fixture | Min 60 watts reduced; Must be DLC-listed. | Business Solutions Program - Lighting Retrofit
Commercial | New LED high/low bay luminaire - replacing a luminaire containing total lamp wattage 176W-250W | $150 / fixture | Min 100 watts reduced; Must be DLC-listed | Business Solutions Program - Lighting Retrofit
Commercial | New LED high/low bay luminaire - replacing a luminaire containing total lamp wattage 251W-400W | $200 / fixture | Min 150 watts reduced; Must be DLC-listed. | Business Solutions Program - Lighting Retrofit
Commercial | New LED high/low bay luminaire – replacing a luminaire containing total lamp wattage 401W-1000W | $300 / fixture | Min 400 watts reduced; Must be DLC-listed. | Business Solutions Program - Lighting Retrofit
Commercial | New LED exterior luminaire – replacing a luminaire containing total lamp wattage < 150W | $60 / fixture | Min 35 watts reduced; Must be DLC-listed. | Business Solutions Program - Lighting Retrofit
Commercial | New LED exterior luminaire – replacing a luminaire containing total lamp wattage 175W-250W | $100 / fixture | Min 125 watts reduced; Must be DLC-listed. | Business Solutions Program - Lighting Retrofit
Commercial | New LED exterior luminaire – replacing a luminaire containing total lamp wattage 251W-400W | $150 / fixture | Min 200 watts reduced; Must be DLC-listed. | Business Solutions Program - Lighting Retrofit
Commercial | New LED exterior luminaire – replacing a luminaire containing total lamp wattage 401W-750W | $200 / fixture | Min 400 watts reduced; Must be DLC-listed. | Business Solutions Program - Lighting Retrofit
Commercial | New LED exterior luminaire – replacing a luminaire containing total lamp wattage 751W-1000 | $300 / fixture | Min 550 watts reduced; Must be DLC-listed. | Business Solutions Program - Lighting Retrofit
Commercial | LED linear retrofit kit for 2x2 and 1x4 fixtures | $5 / kit | Min 20 watts reduced; Must be DLC-listed. | Business Solutions Program - Lighting Retrofit
Commercial | LED linear retrofit kit for 2x4 fixtures | $10 /kit | Min 20 watts reduced; Must be DLC-listed. | Business Solutions Program - Lighting Retrofit
Commercial | LED integrated retrofit kit for 2x2 and 1x4 fixtures | $40 / kit | Min 20 watts reduced; Must be DLC-listed. | Business Solutions Program - Lighting Retrofit
Commercial | LED integrated retrofit kit for 2x4 fixtures | $60 / kit | Min 20 watts reduced; Must be DLC-listed. | Business Solutions Program - Lighting Retrofit
Commercial | LED integrated flat panel retrofit kit for 2x2 and 1x4 fixtures | $10 / kit | Min 20 watts reduced; Must be DLC-listed. | Business Solutions Program - Lighting Retrofit
Commercial | LED integrated flat panel retrofit kit for 2x4 fixtures | $20 / kit | Min 20 watts reduced; Must be DLC-listed. | Business Solutions Program - Lighting Retrofit
Commercial | LED retrofit kit for linear ambient luminaire | $3 / foot | Min 5 watts reduced; Must be DLC-listed. | Business Solutions Program - Lighting Retrofit
Commercial | LED retrofit kit for high/low bay luminaire | $30 / kit | Min 40 watts reduced; Must be DLC-listed | Business Solutions Program - Lighting Retrofit
Commercial | LED retrofit kit for exterior luminaire | $30 / lamp | Min 40 watts reduced; Must be DLC-listed | Business Solutions Program - Lighting Retrofit
Commercial | New LED ENERGY STAR fixture | $15 / fixture | Min 10 watts reduced; Must be listed on the ENERGY STAR® Qualified Products list | Business Solutions Program - Lighting Retrofit
Commercial | Type C LED linear lamp and new LED driver | $4 / lamp | Min 10 watts reduced; Must be DLC-listed. | Business Solutions Program - Lighting Retrofit
Commercial | Type C LED mogul screw-base replacement for an HID lamp and new external driver | $30 / lamp | Min 60 watts reduced; Must be DLC-listed. | Business Solutions Program - Lighting Retrofit
Commercial | Networked lighting control w/ local or cloud server required | $50 / fixture | $100 cap; Min 20 controlled watts; Must be DLC-listed. | Business Solutions Program - Lighting Retrofit
Commercial | Networked lighting control w/ local or cloud server required - lower wattage fixtures/downlights | $10 / fixture | $100 cap; Must be DLC-listed. | Business Solutions Program - Lighting Retrofit
Commercial | Networked lighting control (no server required) | $40 / fixture | $80 cap; Min 20 controlled watts; Must be DLC-listed | Business Solutions Program - Lighting Retrofit
Commercial | Networked lighting control (no server required) - lower wattage fixtures/downlights | $8 / fixture | $80 cap; Must be DLC-listed. | Business Solutions Program - Lighting Retrofit
Commercial | Dual daylight & occupancy sensor (DOS) | $30 /fixture | $60 cap; Min 20 controlled watts; Both daylighting and occupancy controls must be installed and operate in unison. Fixtures must be located within the daylighting zone. | Business Solutions Program - Lighting Retrofit
Commercial | Dual daylight & occupancy sensor (DOS) - lower wattage fixtures/downlights | $6 / fixture | $60 cap; Min 20 controlled watts; Controls must be attached to fixtures. Both daylighting and occupancy controls must be installed and operate in unison. Fixtures must be located within the daylighting zone | Business Solutions Program - Lighting Retrofit
Commercial | Daylight continuous dimming control | $20 / fixture | $40 cap; Min 20 controlled watts; Control must continuously dim fixtures located in a Daylight Zone in response to ambient daylight. | Business Solutions Program - Lighting Retrofit
Commercial | Daylight continuous dimming control - lower wattage fixtures/downlights | $4 / fixture | $40 cap; Control must continuously dim fixtures located in a Daylight Zone in response to ambient daylight. | Business Solutions Program - Lighting Retrofit
Commercial | Vacancy control | $20 / fixture | $40 cap; Min 20 controlled watts; Control must be set to “Manual ON” so fixtures controlled require a person to manually turn them ON; The control must automatically turn off light fixtures after preset time has elapsed where no occupancy is detected. | Business Solutions Program - Lighting Retrofit
Commercial | Vacancy control - lower wattage fixtures/downlights | $4 / fixture | $40 cap; Control must be set to “Manual ON” so fixtures controlled require a person to manually turn them ON; The control must automatically turn off light fixtures after preset time has elapsed where no occupancy is detected | Business Solutions Program - Lighting Retrofit
Commercial | Occupancy control | $15 / fixture | $30 cap; Min 20 controlled watts; Control must automatically turn fixtures on and off based on occupancy. | Business Solutions Program - Lighting Retrofit
Commercial | Occupancy control - lower wattage fixtures/downlights | $3 / fixture | $30 cap; Control must automatically turn fixtures on and off based on occupancy. | Business Solutions Program - Lighting Retrofit
Commercial | Anti-Sweat Heat Controls | $40 / door |  | Business Solutions Program - High Efficiency Equipment - Refrigeration
Commercial | Reach-In Door Closer | $40-$50 | $40 per cooler door closer; $50 per freezer door closer; The reach-in door must have minimum perimeter of 16 feet. | Business Solutions Program - High Efficiency Equipment - Refrigeration
Commercial | Strip Curtains for Walk-In Coolers and Freezers | $3 / square foot | This incentive is not available for display cases or replacing existing strip curtains | Business Solutions Program - High Efficiency Equipment - Refrigeration
Commercial | ECM Evaporator Fan Motor | $50 / motor | This measure cannot be used in conjunction with the Evaporator Fan Controller measure. Incentive not available for equipment in new walk-in freezers or coolers | Business Solutions Program - High Efficiency Equipment - Refrigeration
Commercial | Evaporator Fan Controller on Existing Shaded-Pole Motor | $75 / motor |  | Business Solutions Program - High Efficiency Equipment - Refrigeration
Commercial | Anti-Fog Film | 8 |  | Business Solutions Program - High Efficiency Equipment - Refrigeration
Commercial | Evaporator/Compressor Controller | 1000 | Must control a minimum fan load of 1/20 horsepower where the fan(s) operate continuously at full speed. Must reduce fan motor power by at least 75% during the compressor off-cycle | Business Solutions Program - High Efficiency Equipment - Refrigeration
Commercial | Night Covers – Open Reach-in Coolers | 500 |  | Business Solutions Program - High Efficiency Equipment - Refrigeration
Commercial | Refrigeration Display Case Doors on Open Display Case | 600 |  | Business Solutions Program - High Efficiency Equipment - Refrigeration
Commercial | Window Film | $1.00 / square foot | New window film must be installed on east, west, or south facing windows with no shading; The existing windows must not have window films; The entire window pane must be covered with new window films; The proposed window film should have a solar heat gain coefficient (SHGC) of 0.40 or less – or – a shading coefficient (SC) of ≤ 0.45; Incentives are available for retrofit application only. | Business Solutions Program - High Efficiency Equipment - Window Film
Commercial | Spray Rinse Valves | 75 | Must meets or exceed the EPA’s maximum flow rate for WaterSense labeled pre–rinse spray valves at 1.28 gpm, or 20 percent less water than the federal standard | Business Solutions Program - High Efficiency Equipment - Commercial Kitchen
Commercial | Open Deep Fat Fryers | 200 | Must have a tested heavy load (French fry for large vats) cooking energy efficiency of > 80% utilizing ASTM Standard F1361 for commercial fryers and ASTM Standard F2144 for large vat fryers. Multiple vat configurations are paid per qualifying vat | Business Solutions Program - High Efficiency Equipment - Commercial Kitchen
Commercial | Large Vat Fryers | 200 | Must have a tested heavy load (French fry for large vats) cooking energy efficiency of > 80% utilizing ASTM Standard F1361 for commercial fryers and ASTM Standard F2144 for large vat fryers. Multiple vat configurations are paid per qualifying vat | Business Solutions Program - High Efficiency Equipment - Commercial Kitchen
Commercial | Steam Cookers | 750 | Must meet ENERGY STAR specifications for energy efficiency | Business Solutions Program - High Efficiency Equipment - Commercial Kitchen
Commercial | Insulated Holding Cabinets | $200-$300 | Half-size = $200, 3/4-size = $250, Full-size = $300; Must meet or exceed CEE Tier 2 specifications and not exceed 20 watts per cubic foot idle energy use. | Business Solutions Program - High Efficiency Equipment - Commercial Kitchen
Commercial | Griddles | 250 | Must meet or exceed heavy load cooking energy efficiency of greater than 70% utilizing ASTM Standard F1275 | Business Solutions Program - High Efficiency Equipment - Commercial Kitchen
Commercial | Convection Ovens | 350 | Must meet or exceed heavy load potato cooking energy efficiency of greater than 70% utilizing ASTM Standard F1496 | Business Solutions Program - High Efficiency Equipment - Commercial Kitchen
Commercial | Solid Door Reach-In Refrigerators | $75-$225 | < 19 cubic ft = $75; 19–20 cubic ft = $100; 21–60 cubic ft = $150; 61–90 cubic ft = $225 | Business Solutions Program - High Efficiency Equipment - Commercial Kitchen
Commercial | Solid Door Reach- In Freezers | $100-$500 | < 19 cubic ft = $100; 19–20 cubic ft = $200; 21–60 cubic ft = $320; 61–90 cubic ft = $500 | Business Solutions Program - High Efficiency Equipment - Commercial Kitchen
Commercial | Glass Door Reach-In Refrigerators | $75-$150 | < 19 cubic ft = $75; 19–20 cubic ft = $100; 21–60 cubic ft = $125; 61–90 cubic ft = $150 | Business Solutions Program - High Efficiency Equipment - Commercial Kitchen
Commercial | Glass Door Reach-In Freezers | $100-$300 | < 19 cubic ft = $100, 19–20 cubic ft = $200, 21–60 cubic ft = $250; 61–90 cubic ft = $300 | Business Solutions Program - High Efficiency Equipment - Commercial Kitchen
Commercial | Ice Machine - CEE Tier I | $50-$150 | < 450 lbs per 24 hrs = $50; 450–1,000 lbs per 24 hrs = $100; > 1,000 lbs per 24 hrs = $150; Only air-cooled machines (self-contained, ice making heads or remote condensing) are eligible | Business Solutions Program - High Efficiency Equipment - Commercial Kitchen
Commercial | Ice Machine - CEE Tier II - Cube and Nugget | $75-$150 | < 450 lbs per 24 hrs = $75; 450–1,000 lbs per 24 hrs = $125; > 1,000 lbs per 24 hrs = $150; Only air-cooled machines (self-contained, ice making heads or remote condensing) are eligible | Business Solutions Program - High Efficiency Equipment - Commercial Kitchen
Commercial | Ice Machine - CEE Tier II - Flake | $100-$250 | < 450 lbs per 24 hrs = $100; 450–1,000 lbs per 24 hrs = $175; > 1,000 lbs per 24 hrs = $250; Only air-cooled machines (self-contained, ice making heads or remote condensing) are eligible | Business Solutions Program - High Efficiency Equipment - Commercial Kitchen
Commercial | Commercial Dishwasher - Under Counter | $50 -$250 | Low-temperature = $50; High-temperature = $250; Must be listed on ENERGY STAR qualifying product list or meet ENERGY STAR idle energy rate and water consumption limits, as determined by both machine type and sanitation approach | Business Solutions Program - High Efficiency Equipment - Commercial Appliances
Commercial | Commercial Dishwasher - Door Type | $300-$450 | Low-temperature = $300; High-temperature = $450; Must be listed on ENERGY STAR qualifying product list or meet ENERGY STAR idle energy rate and water consumption limits, as determined by both machine type and sanitation approach | Business Solutions Program - High Efficiency Equipment - Commercial Appliances
Commercial | Commercial Dishwasher - Single Tank Conveyor | $300-$600 | Low-temperature = $300; High-temperature = $600; Must be listed on ENERGY STAR qualifying product list or meet ENERGY STAR idle energy rate and water consumption limits, as determined by both machine type and sanitation approach | Business Solutions Program - High Efficiency Equipment - Commercial Appliances
Commercial | Commercial Dishwasher - Multi-Tank Conveyor | $500-$1,000 | Low-temperature = $500; High-temperature = $1,000; Must be listed on ENERGY STAR qualifying product list or meet ENERGY STAR idle energy rate and water consumption limits, as determined by both machine type and sanitation approach | Business Solutions Program - High Efficiency Equipment - Commercial Appliances
Commercial | Commercial Clothes Washer | $100-$200 | CEE Tier 1 = $100; CEE Tier 2 = $200; must be listed on the CEE qualifying product list for the appropriate Tier or meet the CEE criteria; For CEE Tier 2, a Modified Energy Factor (MEF) of ≥ 2.2 and a Water Factor (WF) of ≤ 4.5 | Business Solutions Program - High Efficiency Equipment - Commercial Appliances
Commercial | ENERGY STAR Water Cooler | 50 | Must be listed on ENERGY STAR qualifying product list or meet or exceed ENERGY STAR’s standards relating to daily maximum energy consumption for each unit type | Business Solutions Program - High Efficiency Equipment - Commercial Appliances
Commercial | ENERGY STAR Room AC | 25 | Must be listed on ENERGY STAR qualifying product list or meet or exceed ENERGY STAR’s minimum EER rating based on capacity and unit type. | Business Solutions Program - High Efficiency Equipment - Commercial Appliances
Commercial | ENERGY STAR Dehumidifier | 25 | Must be listed on ENERGY STAR qualifying product list. | Business Solutions Program - High Efficiency Equipment - Commercial Appliances
Commercial | “Smart” Power Strips | $10 /strip | Any plug strip that eliminates idle or stand-by power consumption of connected plug-load appliance through the use of an electric load sensor or timer. New construction is not eligible. | Business Solutions Program - High Efficiency Equipment - Plug Loads
Commercial | Personal Occupancy Sensor | $20 /sensor | Any plug strip that eliminates idle or stand-by power consumption of connected plug-load appliance through the use of an occupancy sensor. New construction is not eligible. | Business Solutions Program - High Efficiency Equipment - Plug Loads
Commercial | Hotel Room HVAC Controls | $70 / room | Incentives are for occupancy-based guest room energy management controls. Occupancy control may be room-key activated or sensed due to motion and/or sound and must control the HVAC system serving the room. Front desk control systems and new construction are not eligible. | Business Solutions Program - High Efficiency Equipment - Plug Loads
Commercial | Hotel Room HVAC/Receptacle Controls | $80 / room | Incentives are for occupancy-based guest room energy management controls. Occupancy control may be room-key activated or sensed due to motion and/or sound and must control the HVAC system serving the room. Front desk control systems and new construction are not eligible. | Business Solutions Program - High Efficiency Equipment - Plug Loads
Commercial | Vending Machine Control – Nonrefrigerated | $30 / control | Controllers for non-refrigerated snack vending machine(s) with mechanisms that function to power down the machine if the surrounding area is vacant. | Business Solutions Program - High Efficiency Equipment - Plug Loads
Commercial | Vending Machine Control – Refrigerated | $75 / control | Controllers for glass fronted coolers and refrigerated snack vending machines where the controller functions to power down the machine when the surrounding area is vacant (vending machine occupancy control), monitors the room temperature and re-powers the cooling system to maintain a cool product. | Business Solutions Program - High Efficiency Equipment - Plug Loads
Commercial | Custom Program | Incentives Vary | Incentives will be determined based upon the actual qualified equipment installed; All Custom Applications require sound documentation of the proposed cost and projected electricity usage and savings. | Business Solutions Program - Custom
Commercial | Dual Enthalpy Economizer | 200 |  | Business Solutions Program - HVAC
Commercial | Air-Conditioning Only | $200 / ton | <5.4 tons: ≥ 16 SEER/IEER; ≥5.4 and <11.25 tons: ≥14 SEER/IEER, ≥12.2 EER; ≥11.25 tons and <20 tons: ≥13.2 SEER/IEER, 12.2. EER; ≥20 and <63.3 tons: ≥12.3 SEER/IEER, 11 EER; ≥63.3 tons: 11.6 SEER/IEER, 10.7 EER | Business Solutions Program - HVAC
Commercial | Air Source Heat Pump | $200 / ton | Single Package <5.4 tons: ≥16 SEER/IEER, HSPF ≥8.2; Split Package <5.4 tons: ≥16 SEER/IEER, HSPF ≥9; ≥5.4 and <11.25 tons: ≥13 SEER/IEER, ≥12 EER, COP ≥3.4; ≥11.25 tons: ≥12 SEER/IEER, HSPF ≥10.8, COP ≥3.3 | Business Solutions Program - HVAC
Commercial | Water Source Heat Pump | $200 / ton | Single Package <11.25 tons: EER ≥ 14, COP ≥ 4.7 | Business Solutions Program - HVAC
Commercial | Water Cooled and Evaporative Air Conditioner | $150-$200 / ton | Single package <5.4 tons: ≥16 SEER/IEER, ≥14 EER = $200/ton; ≥5.4 and <11.25 tons: SEER/IEER ≥ 15.3, EER ≥ 14 = $200/ton; ≥11.25 and <20 tons: SEER/IEER ≥ 14.8, EER ≥ 14 = $150/ton; ≥20 and <63.3 tons: SEER/IEER ≥14, EER ≥13.4 = $150/ton; ≥63.3 tons: SEER/IEER ≥ 14, EER ≥13.2 = $150/ton | Business Solutions Program - HVAC
Commercial | Packaged Terminal Air Conditioner | $60-$100 / ton | Single package <3/4 ton: EER ≥ 12 = $60/ton; ≥3/4 and <1 ton: EER ≥11.4 = $80/ton; ≥1 ton: EER ≥ 10.5 = $100/ton | Business Solutions Program - HVAC
Commercial | Packaged Terminal Heat Pump | $60-$100 / ton | Single package <3/4 ton: EER ≥ 11.7, COP ≥3.4 = $60/ton; ≥3/4 and <1 ton: EER ≥ 11, COP ≥3.3 = $80/ton; ≥1 ton: EER ≥ 10.1, COP ≥ 3.1 = $100/ton | Business Solutions Program - HVAC
Commercial | Ductless Mini-Split AC | $100 / ton | SEER/IEER ≥ 16 | Business Solutions Program - HVAC
Commercial | Ductless Mini-Split Heat Pump | $100 / ton | SEER/IEER ≥ 16, HSPF ≥ 8.2 | Business Solutions Program - HVAC
Commercial | Geothermal Heat Pump - Tier 1 | $250 / ton | EER ≥ 18, COP ≥ 4.7 | Business Solutions Program - HVAC
Commercial | Geothermal Heat Pump - Tier 2 | $300 / ton | EER ≥ 20, COP ≥ 5 | Business Solutions Program - HVAC
Commercial | Air Cooled Chiller with Condenser | $24 / ton base $8 / ton performance | < 150 tons: Full Load ≥ 10.4 EER, IPLV ≥ 14 EER; ≥ 150 tons: Full Load ≥ 10.4 EER; IPLV ≥ 14.2 EER | Business Solutions Program - HVAC
Commercial | Water Cooled Screw and Reciprocating Chillers (< 150 tons) | $24 / ton base $8 / ton performance | Full Load ≥ 0.70 kW/ton, IPLV ≥ 0.54 kW/ton | Business Solutions Program - HVAC
Commercial | Water Cooled Screw and Reciprocating Chillers (≥ 150 tons and <300 tons) | $15 / ton base $2 / ton performance | Full Load ≥ 0.58 kW/ton, IPLV ≥ 0.47 kW/ton | Business Solutions Program - HVAC
Commercial | Water Cooled Screw and Reciprocating Chillers (≥300 tons and ≤1,000 tons) | $10 / ton base $4 / ton performance | ≥300 tons and <600 tons: Full Load ≥ 0.59 kW/ton, IPLV ≥ 0.50 kW/ton; ≥600 and ≤1,000 tons: Full Load ≥ 0.54 kW/ton, IPLV ≥ 0.48 kW/ton | Business Solutions Program - HVAC
Commercial | Water Cooled Centrifugal Chillers (<150 tons) | $20 / ton base $4 / ton performance | Full Load ≥ 0.59 kW/ton, IPLV ≥ 0.53 kW/ton | Business Solutions Program - HVAC
Commercial | Water Cooled Centrifugal Chillers (≥150 and <300 tons) | $20 / ton base $3 / ton performance | Full Load ≥ 0.59 kW/ton, IPLV ≥ 0.53 kW/ton | Business Solutions Program - HVAC
Commercial | Water Cooled Centrifugal Chillers (≥300 and ≤1,000 tons) | $10 / ton base $4 / ton performance | ≥300 and <400 tons: Full Load ≥ 0.54 kW/ton, IPLV ≥ 0.50 kW/ton; ≥400 and <600 tons: Full Load ≥ 0.54 kW/ton, IPLV ≥ 0.48 kW/ton, ≥ 600 and ≤ 1,000 tons: Full Load ≥ 0.54 kW/ton, IPLV ≥ 0.48 kW/ton | Business Solutions Program - HVAC
| Air Cooled Chiller with Condenser - VFD | $24 / ton base $8 / ton performance | <150 tons: Full Load ≥ 10.3 EER, IPLV ≥ 15.8 EER; ≥ 150 tons: Full Load ≥ 10.3 EER, IPLV ≥ 16.1 EER | Business Solutions Program - HVAC
Commercial | Water Cooled Screw and Reciprocating Chillers - VFD (< 150 tons) | $24 / ton base $2 / ton performance | Full Load ≥ 0.73 kW/ton, IPLV ≥ 0.49 kW/ton | Business Solutions Program - HVAC
Commercial | Water Cooled Screw and Reciprocating Chillers - VFD (≥ 150 tons and ≤1,000 tons) | $15 / ton base $4 / ton performance | ≥150 and <300 tons: Full Load ≥ 0.61 kW/ton, IPLV ≥ 0.44 kW/ton; ≥ 300 and <600 tons: Full Load ≥ 0.58 kW/ton, IPLV ≥ 0.38 kW/ton; ≥ 600 and ≤ 1,000 tons: Full Load ≥ 0.54 kW/ton, IPLV ≥ 0.44 kW/ton | Business Solutions Program - HVAC
Commercial | Water Cooled Centrifugal Chillers - VFD (<300 tons) | $20 / ton base $3 / ton performance | <150 tons: Full Load ≥ 0.59 kW/ton, IPLV ≥ 0.42 kW/ton; ≥150 and <300 tons: Full Load ≥ 0.59 kW/ton, IPLV ≥ 0.40 kW/ton | Business Solutions Program - HVAC
Commercial | Water Cooled Centrifugal Chillers - VFD (≥ 300 and < 600 tons) | $20 / ton base $4 / ton performance | ≥300 and <400 tons: Full Load ≥ 0.54 kW/ton, IPLV ≥ 0.38 kW/ton; ≥400 and <600 tons: Full Load ≥ 0.54 kW/ton, IPLV ≥ 0.38 kW/ton | Business Solutions Program - HVAC
Commercial | Water Cooled Centrifugal Chillers - VFD (≥600 and ≤1,000 tons) | $10 / ton base $4 / ton performance | Full Load ≥ 0.54 kW/ton, IPLV ≥ 0.38 kW/ton | Business Solutions Program - HVAC
Commercial | VFD – Building Exhaust Fan / Make-up Air Fan | $500-$5,000 or $50/HP | 2 HP = $500, 3 HP = $600, 4 HP = $700, 5 HP = $800, 7.5 HP = $900, 10 HP = $1,100, 15 HP = $1,350, 20 HP = $1,500, 25 HP = $1,600, 30 HP = $1,800, 40 HP = $2,000, 50 HP = $2,500, 60 HP = $3,000, 75 = $3,750, 100 HP = $5,000, >100 to ≤200 HP = $50 per HP | Business Solutions Program - HVAC
Commercial | VFD – Return Air Fan / Cooling Tower Fan / Supply Air Fan | $500-$5,000 or $50/HP | 2 HP = $500, 3 HP = $600, 4 HP = $700, 5 HP = $800, 7.5 HP = $900, 10 HP = $1,100, 15 HP = $1,350, 20 HP = $1,500, 25 HP = $1,600, 30 HP = $1,800, 40 HP = $2,000, 50 HP = $2,500, 60 HP = $3,000, 75 = $3,750, 100 HP = $5,000, >100 to ≤200 HP = $50 per HP | Business Solutions Program - HVAC
Commercial | VFD-Pump | $500-$5,000 or $50/HP | 2 HP = $500, 3 HP = $600, 4 HP = $700, 5 HP = $800, 7.5 HP = $900, 10 HP = $1,100, 15 HP = $1,350, 20 HP = $1,500, 25 HP = $1,600, 30 HP = $1,800, 40 HP = $2,000, 50 HP = $2,500, 60 HP = $3,000, 75 = $3,750, 100 HP = $5,000, >100 to ≤200 HP = $50 per HP | Business Solutions Program - HVAC
Commercial | Small Building Tune-Up | Up to 75% of service costs, with a per-project cap of $15,000 per project | For commercial facilities less than 75,000 in square feet with industrial process systems; Typically includes walk-through assessment and development of an action plan, calibration of building systems and controls, replacement of equipment filters, cleaning of evaporator and condenser coils, sealing of compressed air leaks, rebalancing of air handling systems | Small Building Tune-Up Program
Commercial | Large Building Tune-Up | Up to 75% of service costs with a cap of $30,000 per project. | For commercial facilities 75,000 square feet or larger, served by a central system; Customers must be willing to match the incentive received, up to $30,000; Services typically include engineering studies to identify energy savings available through building tune-up services, HVAC calibrations, diagnostic and function tests of major systems and equipment and water systems balancing, calibration of energy management systems and controls, building tune-ups and education | Large Building Tune-Up Program
Commercial | Enhanced Unitary HVAC Maintenance | $35-$250 | Tune-up a facility’s Unitary HVAC system while ensuring its energy-consuming components function at peak efficiency; single compressor units = $175, multiple compressor units = $250, $35 if post-test results indicate < 10% increase in SEE or if unable to achieve post-test SEE ≥ 85% | Enhanced Unitary HVAC Maintenance Program
Commercial | Building Operator Eduction | 80% of the enrollment costs with a maximum incentive of $1,000 for each course | Applicant must submit proof of attendance via a certificate of completion or other similar documentation in order to receive an incentive. A list of pre-qualified courses is available at https://smeco.coop/save-energy-and-money/business-solutions/program-documents#tune. The program will consider applications for non-listed courses on an individual basis. All BOE Applications require pre-approval. | Building Operator Education Program
Commercial | New Construction Green Building | $0.30-$0.45 / kWh saved | Offers a comprehensive package of services for projects designed to implement electric energy conservation measures (ECMs) while pursuing LEED requirements. Financial incentives are available based on per kWh saved and kW reductions: For projects permitted after 7/1/15: Final energy cost savings modeled with ASHRAE 90.1 2013 baseline: 2.5-5% = $0.30/kWh saved, >5-7.5% = $0.35/kWh saved, >7.5-10% = $0.40/kWh saved, >10% = $0.45/kWh saved | New Construction Green Building Program
Commercial | Small Business Solutions - Lighting, Refrigeration and Cooling | Up to 80% coverage of total cost | Must use SMECO's approved contractors; Provides comprehensive on-site energy analysis and recommendations to improve efficiency; up to 80% coverage of total cost for most lighting (exterior and interior LED lighting and lighting controls), refrigeration control retrofit projects; equipment installation; removal and disposal of old fluorescent lamps and ballasts. | Small Business Solutions
Sources:
https://smeco.coop/save-energy-and-money

## Pennsylvania
Program Administrator: First Energy |  |  |  |  | Sources:
Sector | Measure | Incentive ($) | Additional Details | Program | https://energysavepa-business.com/
Agriculture | Automatic milker takeoffs | $75 per milker takeoff | Must replace manual takeoffs to be eligible. The vacuum pump system serving the impacted milking system must have a VFD installed | Agriculture Incentive Program | https://energysavepa-home.com/
Agriculture | Dairy scroll compressors | $300 per compressor | To be eligible, the new scroll compressor(s) must replace an existing reciprocating compressor(s) or be installed as part of a new construction project. Farms replacing an existing scroll compressor are not eligible. | Agriculture Incentive Program | https://energysavepa-home.com/assets/uploads/pdf/FEPA_EERebateChart_WEB_82713.pdf
Agriculture | High-efficiency ventilation fans | $300 per fan | Circulation fans are not eligible, only exhaust fans are eligible for incentives through this measure and must meet or exceed the minimum efficiency requirements listed below. Minimum fan requirements: 14"-23" 12.4 cfm/W @ 0.1 SP 24"-35" 15.3 cfm/W @ 0.1 SP 36"-47" 19.2 cfm/W @ 0.1 SP 48"-61" 22.7 cfm/W @ 0.1 SP | Agriculture Incentive Program
Agriculture | High-volume low-speed fans (HVLS) | $750 per fan | This measure involves the replacement of conventional circulation fans. High-volume Low-speed fans must be at least 16' in diameter to move more cubic feet of air per watt than conventional circulating fans. | Agriculture Incentive Program
Agriculture | Livestock waterer | $175 per waterer | Purchase and installation of an energy-efficient livestock waterer that is thermostatically controlled and has a minimum of 2" of factory installed insulation | Agriculture Incentive Program
Agriculture | VFD for milk vacuum pump | $750 per VFD | Purchase and installation of VFD and controls on dairy vacuum pumps, or the purchase of dairy vacuum pumps with variable speed capability. Vacuum pumps with VFDs already installed are not eligible for incentives. | Agriculture Incentive Program
Agriculture | Dairy parlor heat reclaimers | $400 per reclaimer | Heat reclaimers recover heat from the refrigeration system and use it to pre-heat water used for sanitation, sterilization and cow washing. Only dairy parlors with electric water heating equipment are eligible to participate. Equipment must be one of the following pre-approved brands or equivalent: Century-Therm, Pre-Heater, Heat Bank, Sunset, Superheater, or Therma-Stor. | Agriculture Incentive Program
Agriculture | low pressure irrigation system | $0.05 per kWh | A minimum reduction of 50% in irrigation pumping pressure must be achieved to be eligible. Nozzle, valve or sprinkler head replacement, drip irrigation and alterations or retrofits to the pumping plant are all ways to reduce system pressure. Pre and post retrofit pump pressure measurements are required. | Agriculture Incentive Program
Commercial | ENERGY STAR refrigerators | ENERGY STAR refrigerator: CEE Tier I: $25 CEE Tier II: $25 CEE Tier III: $50 | Eligible refrigerators must be ENERGY STAR certified, residential units. New refrigerator installations and replacement projects are eligible for incentives under this measure. | Appliances and Electronics Incentive Program
Commercial | ENERGY STAR commercial freezers | ENERGY STAR CEE Tier I: $25 per freezer | Eligible freezers must be ENERGY STAR certified, residential units. New freezer installations and replacement projects are eligible for incentives under this measure. | Appliances and Electronics Incentive Program
Commercial | ENERGY STAR commerical clothes washers | ENERGY STAR clothes washer: CEE Tier I: $50 CEE Tier II: $75 CEE Tier III: $100 | Commercial ENERGY STAR certified clothes washers in laundromats and multifamily complexes are eligible for incentives. New installations and replacement projects are eligible. Must be connected to an electric water heating system. | Appliances and Electronics Incentive Program
Commercial | ENERGY STAR electric clothes dryers | Dryer with moisture sensor: $50 Heat pump dryer: $300 | Eligible dryers are ENERGY STAR certified and have a higher combined energy factor (CEF) than standard dryers. New dryer installations and replacement projects are eligible. Non-electric clothes dryers are not eligible. | Appliances and Electronics Incentive Program
Commercial | ENERGY STAR heat pump water heater | $350 per water heater | Heat pump water heater installations must involve the direct retrofit of a standard resistive electric water heating system. Heat pump water heaters used in pre-heat applications or in combination with other water heating system types are not eligible for incentives through this measure. Eligible heat pump water heaters must be ENERGY STAR certified with an efficiency factor >2.0. | Appliances and Electronics Incentive Program
Commercial | ENERGY STAR solar water heater | $350 per water heater | Solar water heater installations must involve the direct retrofit of a standard resistive electric water heating system. Solar water heaters must be used with a backup electric water heater with an energy factor ≥ 1.8 to be eligible. | Appliances and Electronics Incentive Program
Commercial | ENERGY STAR window air conditioners | $10 per air conditioner | Eligible window air conditioners must be ENERGY STAR certified and be used only for comfort cooling applications. Units must be CEE Tier II and meet version 4.0 of the Federal standard for window air conditioners with a CEER ≥10.2. New installations and replacement projects are eligible. | Appliances and Electronics Incentive Program
Commercial | Pre-rinse spray nozzles | $35 per spray nozzle | New pre-rinse spray nozzles must have an on/off squeeze lever, use less than 1.6 gallons per minute, and have a cleaning performance of at least 26 seconds to qualify. Only spray nozzles associated with electric water heating qualify for this measure. | Appliances and Electronics Incentive Program
Commercial | ENERGY STAR uninterruptible power supplies | $55 per KW of capacity | ENERGY STAR certified UPS systems use less energy than standard efficiency systems. Only units 12kW or less are eligible for incentives under this measure. Units with capacities greater than 12kW may be eligible for incentives under the Custom Equipment program. | Appliances and Electronics Incentive Program
Commercial | ENERGY STAR office equipment | $5 per computer $5 per monitor $10 per machine $10 per copier $10 per printer $10 per machine | Eligible Office equipment must be ENERGY STAR certified. Only new equipment is eligible for incentives. | Appliances and Electronics Incentive Program
Commercial | LED lamps | $5 per lamp | Eligible LED lamps must be ENERGY STAR®rated and replace existing incandescent lamps with a medium screw base. Pre-approval - Required Pre-inspection - Required | Commercial Lighting Incentive Program
Commercial | LED exit signs | $15 per sign | Eligible LED exit signs must replace existing fluorescent or incandescent exit signs to be eligible. | Commercial Lighting Incentive Program
Commercial | CFL lamps | $1.50 per lamp | Eligible CFL lamps must be ENERGY STAR® rated and replace existing incandescent lamps. | Commercial Lighting Incentive Program
Commercial | CFL specialty | $5 per lamp | Eligible CFL specialty lamps must be ENERGY STAR ® rated and replace existing specialty incandescent lamps. Specialty lamps include candelabra, PARs, and CCFL. | Commercial Lighting Incentive Program
Commercial | CFL fixtures | $10 per fixture | Eligible CFL fixtures must be ENERGY STAR® rated. This includes new single or multi-lamp hardwired CFL fixtures with integral electronic ballast. | Commercial Lighting Incentive Program
Commercial | LED refrigerated case lighting | $37.50 per door | Eligible LED case lighting must be listed by the Design Lights Consortium (DLC) (www.designlights.org). | Commercial Lighting Incentive Program
Commercial | LED channel signage | $3 per linear foot | Eligible measures include the replacement, retrofit, or new installation of channel letter signs with LED lighting technology. | Commercial Lighting Incentive Program
Commercial | Custom buildings | Based on annual kWh saved covering up to 50 % of the total project cost | Eligible new construction and major renovation projects must achieve electrical energy savings exceeding IECC 2009 or ASHRAE 90.1-2007. Pre-approval is required. Projects must also achieve a minimum savings of 20,000 kWh/year using program-approved savings methodologies. Annual kWh savings are determined by one of three methods: - 1) Performance-based – demonstrated by an hourly energy simulation model. For LEED-certified projects, and other projects which have a detailed energy model, input and output reports from the software program - 2) Deemed – demonstrated by submitting program-approved calculators - 3) Measured – demonstrated by site data collection. Direct measurement may take place before or after retrofit, or at both times. In some cases, direct measurement may be combined with engineering calculations to determine electrical energy savings. | Custom Buildings Incentive Program
Commercial | Variable speed | $50 per hp controlled All Custom Equipment Incentives are limited to 50 percent of the total project cost. | Eligible measures include VFDs installed on existing motors that drive fans, pumps, and other suitable applications. Pre-approval is required. Annual kWh savings are determined by one of three methods: - 1) Performance-based – demonstrated by an hourly energy simulation model. For LEED-certified projects, and other projects which have a detailed energy model, input and output reports from the software program - 2) Deemed – demonstrated by submitting program-approved calculators - 3) Measured – demonstrated by site data collection. Direct measurement may take place before or after retrofit, or at both times. In some cases, direct measurement may be combined with engineering calculations to determine electrical energy savings. | Custom Equipment Incentive Program
Commercial | Three phase motors | $20 per hp All Custom Equipment Incentives are limited to 50 percent of the total project cost. | Eligible measures include the installation of new motors that exceed NEMA premium efficiency standards. Pre-approval is required. Annual kWh savings are determined by one of three methods: - 1) Performance-based – demonstrated by an hourly energy simulation model. For LEED-certified projects, and other projects which have a detailed energy model, input and output reports from the software program - 2) Deemed – demonstrated by submitting program-approved calculators - 3) Measured – demonstrated by site data collection. Direct measurement may take place before or after retrofit, or at both times. In some cases, direct measurement may be combined with engineering calculations to determine electrical energy savings. | Custom Equipment Incentive Program
Commercial | Facility audit | Incentive based on kWh saved, not to exceed 50 percent of the audit cost or $10,000, whichever is less | Incentives are paid for the installation of qualifying audit-recommended measures that are incented through FirstEnergy’s Pennsylvania utilities’ commercial and industrial (C&I) Energy Efficient Equipment Programs and not toward the actual cost of the audit. Qualifying audit-recommended measures must be implemented within 18 months of completing the audit or before May 31, 2021. Studies must be provided by individuals or firms that are capable of performing comprehensive energy (ASHRAE Level II) audits that meet the program guidelines. The Lead Auditor must show that he or she has at least one of the following certifications: Professional Engineer (PE), Certified Energy Manager (CEM), Association of Energy Engineers’ Certified Energy Auditor (CEA), or LEED AP. Audits of a single industrial process or system are eligible, but must involve the capture of data. A comprehensive facility energy audit will require that energy conservation measures (ECMs) from at least three major end use areas be evaluated. Note: studies involving single ECMs of non industrial processes, will not be eligible for energy audit incentives (e.g., lighting contractors providing an energy audit as part of a lighting proposal). Facility audits should be sufficiently detailed to meet ASHRAE Level II audit standard. Audits must be pre-approved; associated reports that do not meet program guidelines set forth in this application form or are deemed unacceptable by the program technical reviewers are not eligible for incentives. Audits must be itemized and break out the electric component; disbursement of audit funds are for electric portion only | Facility Audit Incentive Program
Commerical (Small) | ENERGY STAR commerical reach-in refrigerators | $50 per refrigerator | ENERGY STAR refrigerators must be self-contained with vertical-closed transparent or solid doors and meet the new Federal standard dated March 2017. Residential style refrigerators are not eligible for incentives under this measure, but may be eligible under the Appliances and Electronics program. New installations and replacement projects are eligible under this measure. | Food Service Incentive Program
Commerical (Small) | ENERGY STAR commercial reach-in freezers | $50 per freezer | ENERGY STAR freezers must be self-contained with vertical-closed transparent or solid doors and meet the new Federal standard dated March 2017. Residential style freezers are not eligible for incentives under this measure, but may be eligible under the Appliances and Electronics program. New installations and replacement projects are eligible under this measure. | Food Service Incentive Program
Commerical (Small) | ENERGY STAR commercial ice machines | < 500lbs/day: $50 501 – 1000 lbs/day: $50 > 1001 lbs/day: $50 | Eligible equipment includes ENERGY STAR ice machines that are air-cooled and produce ice continuously or in batches. New installation and replacement projects are eligible. | Food Service Incentive Program
Commerical (Small) | Night covers for refrigerated display cases | $9 per linear foot | Eligible projects include the installation of night covers on open reach-in refrigerated cases during unoccupied hours. Covers must be in use for at least three hours daily to be eligible for incentives. | Food Service Incentive Program
Commerical (Small) | Strip curtains for walk-in coolers and freezers | $1.50 per sqft | Eligible strip curtains must be installed on walk-in coolers and freezers that have ineffective or no existing strip curtains in place. Strip curtains must be new, made of polyethylene, and be at least 0.06″ thick. Low temperature curtains must be used for freezer applications. Eligible units must be in use at least 2.5 hours per day. | Food Service Incentive Program
Commerical (Small) | Anti-sweat heater controls on cooler and freezer doors | $30 per door | Anti-sweat heater controls sense the humidity in the store outside reach-in, glass door cases and turn off anti-sweat heaters during periods of low humidity. Only the installation of new anti-sweat heater controls in cases with no existing controls are eligible for incentives. | Food Service Incentive Program
Commerical (Small) | Beverage and snack vending machine controls | $50 per control | Eligible sensors must be installed on non-ENERGY STAR certified vending machines. Each control must be able to automatically turn off lighting when there is no occupancy, and must modulate the refrigeration system for peak performance. | Food Service Incentive Program
Commerical (Small) | ENERGY STAR refrigerated beverage vending machines | $65 per machine | ENERGY STAR vending machines have high efficiency refrigeration and lighting systems. In addition, these machines have built-in controls that reduce lighting and refrigeration loads during unoccupied periods. Only new ENERGY STAR vending machines are eligible for incentives. | Food Service Incentive Program
Commerical (Small) | ENERGY STAR commercial electric combination ovens | $600 per oven | Electric combination ovens must be ENERGY STAR certified to be eligible for incentives. Only new, unused equipment is eligible. New installation and replacement projects are eligible under this measure. | Food Service Incentive Program
Commerical (Small) | ENERGY STAR commercial electric convection ovens | $350 per oven | ENERGY STAR certified convection ovens must be new. Used equipment is not eligible for incentives. New installation and replacement projects are eligible under this measure. | Food Service Incentive Program
Commerical (Small) | ENERGY STAR commercial electric steam cookers | 3 pans: $125 4 pans: $185 5 pans: $250 6 pans: $300 | Eligible steam cookers must be ENERGY STAR certified and have a cooking efficiency of at least 50%. Only new (unused), electric steam cookers are eligible for incentives. | Food Service Incentive Program
Commerical (Small) | ENERGY STAR commercial electric fryers | $150 per fryer | ENERGY STAR fryers have advanced heat exchanger design and fry pot insulation to shorten cook times and reduce standby heat losses. Only new (unused), electric, ENERGY STAR certified fryers are eligible for incentives. | Food Service Incentive Program
Commerical (Small) | ENERGY STAR commercial electric griddles | $150 per griddle | Eligible equipment must be ENERGY STAR certified. Only new (unused) equipment is eligible for incentives. | Food Service Incentive Program
Commerical (Small) | ENERGY STAR commercial hot food holding cabinets | Half size: $110 per cabinet Three-quarter Size: $185 per cabinet Full size: $250 per cabinet | Eligible equipment must be ENERGY STAR certified. Only new (unused) equipment is eligible for incentives. | Food Service Incentive Program
Commercial | Split & packaged HVAC units - air cooled | ≤ 5.4 tons (16 SEER) = $30 per ton ≤ 5.4 tons (18 SEER) = $50 per ton > 5.4 to < 11.25 tons = $75 per ton ≥ 11.25 to < 20 tons = $75 per ton ≥ 20 to < 63.3 tons = $60 per ton > 63.3 tons = $60 per ton | Eligible equipment must meet or exceed both full and part load (if applicable) cooling efficiency requirements defined below. Cooling capacities are Air Conditioning and Refrigeration Institute (ARI) net capacities, not gross capacities. Qualifying split systems must have both a new condenser and a new coil that meets ARI specifications and where the matched system performance (condenser and coil) meets or exceeds the minimum requirements below. Variable Refrigerant Flow (VRF) systems are eligible to participate under this measure (custom energy calculations will be required in this case). Additionally, equipment must be new and installed after June 1, 2016 to qualify. ≤ 5.4 tons = 16SEER, additional payout if above 18 SEER > 5.4 to < 11.25 tons = 12.3 EER and 12.5 IEER ≥ 11.25 to < 20 tons = 12.1 EER and 12.3 IEER ≥ 20 to < 63.3 tons = 11.0 EER and 11.1 IEER > 63.3 tons = 10.7 EER and 10.8 IEER | HVAC Incentive Program
Commercial | Split & packaged HVAC units - water cooled | ≤ 5.4 tons (16 SEER) = $30 per ton ≤ 5.4 tons (18 SEER) = $50 per ton > 5.4 to < 11.25 tons = $75 per ton ≥ 11.25 to < 20 tons = $75 per ton ≥ 20 to < 63.3 tons = $60 per ton > 63.3 tons = $60 per ton | Eligible equipment must meet or exceed both full and part load (if applicable) cooling efficiency requirements defined below. Cooling capacities are Air Conditioning and Refrigeration Institute (ARI) net capacities, not gross capacities. Qualifying split systems must have both a new condenser and a new coil that meets ARI specifications and where the matched system performance (condenser and coil) meets or exceeds the minimum requirements below. Variable Refrigerant Flow (VRF) systems are eligible to participate under this measure (custom energy calculations will be required in this case). Additionally, equipment must be new and installed after June 1, 2016 to qualify. ≤ 5.4 tons = 16SEER, additional payout if above 18 SEER > 5.4 to < 11.25 tons = 13.3 EER and 13.5 IEER ≥ 11.25 to < 20 tons = 13.8 EER and 14.3 IEER ≥ 20 to < 63.3 tons = 13.6 EER and 13.9 IEER > 63.3 tons = 12.1 EER and 12.2 IEER | HVAC Incentive Program
Commercial | Split & packaged HVAC units - evaporatively cooled | ≤ 5.4 tons (16 SEER) = $30 per ton ≤ 5.4 tons (18 SEER) = $50 per ton > 5.4 to < 11.25 tons = $75 per ton ≥ 11.25 to < 20 tons = $75 per ton ≥ 20 to < 63.3 tons = $60 per ton > 63.3 tons = $60 per ton | Eligible equipment must meet or exceed both full and part load (if applicable) cooling efficiency requirements defined below. Cooling capacities are Air Conditioning and Refrigeration Institute (ARI) net capacities, not gross capacities. Qualifying split systems must have both a new condenser and a new coil that meets ARI specifications and where the matched system performance (condenser and coil) meets or exceeds the minimum requirements below. Variable Refrigerant Flow (VRF) systems are eligible to participate under this measure (custom energy calculations will be required in this case). Additionally, equipment must be new and installed after June 1, 2016 to qualify. ≤ 5.4 tons = 16 SEER, additional payout if above 18 SEER > 5.4 to < 11.25 tons = 13.3 EER and 13.5 IEER ≥ 11.25 to < 20 tons = 13.2 EER and 13.4 IEER ≥ 20 to < 63.3 tons = 13.1 EER and 13.3 IEER > 63.3 tons = 12.1 EER and 12.2 IEER | HVAC Incentive Program
Commercial | Air source heat pumps | < 5.4 tons (16 SEER, 9 HSPF) = $100 per ton < 5.4 tons (18 SEER, 10 HSPF) = $150 per ton ≥ 5.4 to < 11.25 tons = $35 per ton ≥ 11.25 to < 20 tons = $35 per ton ≥ 20 tons = $35 per ton | Eligible equipment must meet or exceed cooling and heating efficiency requirements below. Cooling capacities (in tons) below are Air Conditioning and Refrigeration Institute (ARI) net capacities, not gross capacities. Heat pump systems must be used for both heating and cooling. Qualifying split heat pump systems must have both a new condenser and a new coil that meets ARI specifications and where the matched system performance (condenser and coil) meets or exceeds the minimum requirements outlined below. Variable Refrigerant Flow (VRF) systems are eligible to participate under this measure (custom energy calculations will be required in this case). Additionally, equipment must be new and installed after June 1, 2016 to qualify. ≤ 5.4 tons = 16SEER and 9 HSPF, additional payout if above 18 SEER and 10 HSPF > 5.4 to < 11.25 tons = 11 EER and 11.2 IEER and 3.6 COP ≥ 11.25 to < 20 tons = 10.6 EER and 10.7 IEER and 3.6 COP ≥ 20 to = 9.5 EER and 9.6 IEER and 3.5 COP | HVAC Incentive Program
Commercial | Water source heat pumps | $150 per ton | Eligible equipment must meet or exceed cooling and heating efficiency requirements as outlined below. Heat pump systems must be used for both heating and cooling. Cooling capacities (in tons) are Air Conditioning and Refrigeration Institute (ARI) net capacities, not gross capacities. Additionally, equipment must be new and installed after June 1, 2016 to qualify. < 1.42 tons = 12.3 EER and 4.6 COP ≥ 1.42 tons = 13.2 EER and 4.6 COP | HVAC Incentive Program
Commercial | Ground source heat pumps | < 11.25 tons = $150 per ton | Eligible equipment must meet or exceed cooling and heating efficiency requirements as outlined below. Heat pump systems must be used for both heating and cooling. Cooling capacities (in tons) are Air Conditioning and Refrigeration Institute (ARI) net capacities, not gross capacities. Additionally, equipment must be new and installed after June 1, 2016 to qualify. < 11.25 tons = 17.1 EER and 3.4 COP | HVAC Incentive Program
Commercial | Ground water source heat pumps | < 11.25 tons = $150 per ton | Eligible equipment must meet or exceed cooling and heating efficiency requirements as outlined below. Heat pump systems must be used for both heating and cooling. Cooling capacities (in tons) listed below are Air Conditioning and Refrigeration Institute (ARI) net capacities, not gross capacities. Additionally, equipment must be new and installed after June 1, 2016 to qualify. < 11.25 tons = 17.1 EER and 4.0 COP | HVAC Incentive Program
Commercial | Ductless mini-split heat pumps | Single zone = $150 per ton Multi zone = $150 per ton | Equipment must be ENERGY STAR®-certified and must meet or exceed the cooling and heating efficiency requirements outlined below. Cooling capacities (in tons) listed below are Air Conditioning and Refrigeration Institute (ARI) net capacities, not gross capacities. Qualifying split systems must have both a new condenser and a new coil that meets ARI specifications and where the matched system performance (condenser and coil) meets or exceeds the minimum requirements outlined below. Variable Refrigerant Flow (VRF) systems are eligible to participate under this measure (custom energy calculations will be required in this case). Additionally, equipment must be new and installed after June 1, 2016 to qualify. Single zone = ≥ 12.0 EER and ≥ 10.0 HSPF Multi zone = ≥ 12.0 EER and ≥ 10.0 HSPF | HVAC Incentive Program
Commercial | Packaged terminal air conditioners (PTAC) | < 7,000 Btu/h = $75 per ton ≥ 7,000 Btu/h and ≤ 15,000 Btu/h = $75 per ton > 15,000 Btu/h = $75 per ton | Eligible equipment must meet or exceed cooling efficiency requirements outlined below. Cooling capacities (in tons) listed in the table below are Air Conditioning and Refrigeration Institute (ARI) net capacities, not gross capacities. Additionally, equipment must be new and installed after June 1, 2016 to qualify. < 7,000 Btu/h = 11.9 EER ≥ 7,000 Btu/h and ≤ 15,000 Btu/h = 14.0-(0.3 x Cap/1000) EER** > 15,000 Btu/h = 9.5 EER ** Cap = cooling capacity of the PTAC unit | HVAC Incentive Program
Commercial | Packaged terminal heat pump air conditioners (PTHP) | < 7,000 Btu/h = $75 per ton ≥ 7,000 Btu/h and ≤ 15,000 Btu/h = $75 per ton > 15,000 Btu/h = $75 per ton | Eligible equipment must meet or exceed cooling and heating hefficiency requirements outlined below. Cooling capacities (in tons) listed below are Air Conditioning and Refrigeration Institute (ARI) net capacities, not gross capacities. Additionally, equipment must be new and installed after June 1, 2016 to qualify. < 7,000 Btu/h = 11.9 EER and 3.3 COP ≥ 7,000 Btu/h and ≤ 15,000 Btu/h = 14.0-(0.3 x Cap/1000) EER and 3.7-(0.052 x Cap/1000) COP ** > 15,000 Btu/h = 10 EER and 3.1 COP ** Cap = cooling capacity of the PTHP unit | HVAC Incentive Program
Commercial | Electric chillers - water cooled - reciprocaating/positive displacement chiller | $22.50 per ton | Eligible equipment must meet or exceed total system cooling efficiency requirements outlined below. Cooling capacities (in tons) listed below are Air Conditioning and Refrigeration Institute (ARI) net capacities, not gross capacities. Eligible systems include water cooled chiller systems with cooling capacities less than 1,000 tons. Systems with multiple chillers, systems used for process cooling or systems used for low temperature applications where the leaving water temperature is less than 40°F are not eligible under the HVAC program. These projects may be eligible for incentives through the Custom Equipment program. Air-cooled electric chillers may be eligible for incentives under the Custom Equipment program. VFD retrofits of existing chillers are not eligible for incentives under this measure. Additionally, equipment must be new and installed after June 1, 2016 to qualify. For coolers operating > 70% load for 50% or more time <75 tons = 0.702 full load, 0.567 IPLV ≥ 75 tons and < 150 tons = 0.698 full load, 0.554 IPLV ≥ 150 tons and < 300 tons = 0.612 full load, 0.522 IPLV ≥ 300 tons = 0.558 full load, 0.486 IPLV For coolers operating < 70% load for 50% or more time <75 tons = 0.720 full load, 0.540 IPLV ≥ 75 tons and < 150 tons = 0.711 full load, 0.527 IPLV ≥ 150 tons and < 300 tons = 0.646 full load, 0.486 IPLV ≥ 300 tons = 0.575 full load, 0.441 IPLV | HVAC Incentive Program
Commercial | Electric chillers - water cooled - centrifugal chiller | $22.50 per ton | Eligible equipment must meet or exceed total system cooling efficiency requirements outlined below. Cooling capacities (in tons) listed below are Air Conditioning and Refrigeration Institute (ARI) net capacities, not gross capacities. Eligible systems include water cooled chiller systems with cooling capacities less than 1,000 tons. Systems with multiple chillers, systems used for process cooling or systems used for low temperature applications where the leaving water temperature is less than 40°F are not eligible under the HVAC program. These projects may be eligible for incentives through the Custom Equipment program. Air-cooled electric chillers may be eligible for incentives under the Custom Equipment program. VFD retrofits of existing chillers are not eligible for incentives under this measure. Additionally, equipment must be new and installed after June 1, 2016 to qualify. For coolers operating > 70% load for 50% or more time <150 tons = 0.571 full load, 0.536 IPLV ≥ 150 tons and < 300 tons = 0.571 full load, 0.536 IPLV ≥ 300 tons and < 600 tons = 0.518 full load, 0.494 IPLV ≥ 600 tons = 0.513 full load, 0.485 IPLV For coolers operating < 70% load for 50% or more time <150 tons = 0.575 full load, 0.405 IPLV ≥ 150 tons and < 300 tons = 0.575 full load, 0.405 IPLV ≥ 300 tons and < 600 tons = 0.540 full load, 0.360 IPLV ≥ 600 tons = 0.531 full load, 0.360 IPLV | HVAC Incentive Program
Municipal | LED traffic signals - LED 8" round red | $25 per lamp | Must be replacing existing incandescent signals and must be a 1 for-1 replacement of incandescent for LED. New construction projects are not eligible for incentives. | Municipal Traffic Signal Lighting Incentive Program
Municipal | LED traffic signals - LED 8" round yellow | $20 per lamp | Must be replacing existing incandescent signals and must be a 1 for-1 replacement of incandescent for LED. New construction projects are not eligible for incentives. | Municipal Traffic Signal Lighting Incentive Program
Municipal | LED traffic signals - LED 8" round green | $25 per lamp | Must be replacing existing incandescent signals and must be a 1 for-1 replacement of incandescent for LED. New construction projects are not eligible for incentives. | Municipal Traffic Signal Lighting Incentive Program
Municipal | LED traffic signals - LED 12" round red | $46 per lamp | Must be replacing existing incandescent signals and must be a 1 for-1 replacement of incandescent for LED. New construction projects are not eligible for incentives. | Municipal Traffic Signal Lighting Incentive Program
Municipal | LED traffic signals - LED 12" round yellow | $40 per lamp | Must be replacing existing incandescent signals and must be a 1 for-1 replacement of incandescent for LED. New construction projects are not eligible for incentives. | Municipal Traffic Signal Lighting Incentive Program
Municipal | LED traffic signals - LED 12" round green | $58 per lamp | Must be replacing existing incandescent signals and must be a 1 for-1 replacement of incandescent for LED. New construction projects are not eligible for incentives. | Municipal Traffic Signal Lighting Incentive Program
Municipal | LED traffic signals - LED 8" turn arrows red | $25 per lamp | Must be replacing existing incandescent signals and must be a 1 for-1 replacement of incandescent for LED. New construction projects are not eligible for incentives. | Municipal Traffic Signal Lighting Incentive Program
Municipal | LED traffic signals - LED 8" turn arrows yellow | $25 per lamp | Must be replacing existing incandescent signals and must be a 1 for-1 replacement of incandescent for LED. New construction projects are not eligible for incentives. | Municipal Traffic Signal Lighting Incentive Program
Municipal | LED traffic signals - LED 8" turn arrows green | $25 per lamp | Must be replacing existing incandescent signals and must be a 1 for-1 replacement of incandescent for LED. New construction projects are not eligible for incentives. | Municipal Traffic Signal Lighting Incentive Program
Municipal | LED traffic signals - LED 12" turn arrows red | $25 per lamp | Must be replacing existing incandescent signals and must be a 1 for-1 replacement of incandescent for LED. New construction projects are not eligible for incentives. | Municipal Traffic Signal Lighting Incentive Program
Municipal | LED traffic signals - LED 12" turn arrows yellow | $25 per lamp | Must be replacing existing incandescent signals and must be a 1 for-1 replacement of incandescent for LED. New construction projects are not eligible for incentives. | Municipal Traffic Signal Lighting Incentive Program
Municipal | LED traffic signals - LED 12" turn arrows green | $25 per lamp | Must be replacing existing incandescent signals and must be a 1 for-1 replacement of incandescent for LED. New construction projects are not eligible for incentives. | Municipal Traffic Signal Lighting Incentive Program
Municipal | LED pedestrian traffic signals - LED 9" hand only signal | $25 per lamp | Must be replacing existing incandescent signals and must be a 1 for-1 replacement of incandescent for LED. New construction projects are not eligible for incentives. | Municipal Traffic Signal Lighting Incentive Program
Municipal | LED pedestrian traffic signals - LED 9" pedestrian only signal | $25 per lamp | Must be replacing existing incandescent signals and must be a 1 for-1 replacement of incandescent for LED. New construction projects are not eligible for incentives. | Municipal Traffic Signal Lighting Incentive Program
Municipal | LED pedestrian traffic signals - LED 12" hand only signal | $25 per lamp | Must be replacing existing incandescent signals and must be a 1 for-1 replacement of incandescent for LED. New construction projects are not eligible for incentives. | Municipal Traffic Signal Lighting Incentive Program
Municipal | LED pedestrian traffic signals - LED 12" pedestrian only signal | $25 per lamp | Must be replacing existing incandescent signals and must be a 1 for-1 replacement of incandescent for LED. New construction projects are not eligible for incentives. | Municipal Traffic Signal Lighting Incentive Program
Municipal | LED pedestrian traffic signals - LED 12" countdown only signal | $25 per lamp | Must be replacing existing incandescent signals and must be a 1 for-1 replacement of incandescent for LED. New construction projects are not eligible for incentives. | Municipal Traffic Signal Lighting Incentive Program
Municipal | LED pedestrian traffic signals - LED 12" pedestrian and hand overlay | $25 per lamp | Must be replacing existing incandescent signals and must be a 1 for-1 replacement of incandescent for LED. New construction projects are not eligible for incentives. | Municipal Traffic Signal Lighting Incentive Program
Municipal | LED pedestrian traffic signals - LED 16" pedestrian and hand side by side | $25 per lamp | Must be replacing existing incandescent signals and must be a 1 for-1 replacement of incandescent for LED. New construction projects are not eligible for incentives. | Municipal Traffic Signal Lighting Incentive Program
Municipal | LED pedestrian traffic signals - LED 16" pedestrian and hand overlay | $25 per lamp | Must be replacing existing incandescent signals and must be a 1 for-1 replacement of incandescent for LED. New construction projects are not eligible for incentives. | Municipal Traffic Signal Lighting Incentive Program
Municipal | LED pedestrian traffic signals - LED 16" hand with countdown side by side | $25 per lamp | Must be replacing existing incandescent signals and must be a 1 for-1 replacement of incandescent for LED. New construction projects are not eligible for incentives. | Municipal Traffic Signal Lighting Incentive Program
Municipal | LED pedestrian traffic signals - LED 16" pedestrian and hand with countdown overlay | $25 per lamp | Must be replacing existing incandescent signals and must be a 1 for-1 replacement of incandescent for LED. New construction projects are not eligible for incentives. | Municipal Traffic Signal Lighting Incentive Program
Residential - Appliances | Clothes washers | $25 per washer | Rebate is mail-in and/or online. Must be qualifying ENERGY STAR appliance: https://energysavepa-home.com/appliances/appliance-finder/ | ENERGY STAR Appliances
Residential - Appliances | Clothes dryers | $50 per dryer | Rebate is mail-in and/or online. Must be qualifying ENERGY STAR appliance: https://energysavepa-home.com/appliances/appliance-finder/ | ENERGY STAR Appliances
Residential - Appliances | Refrigerator | $25 per standard ENERGY STAR models $50 for CEE Tier 2 models $75 for CEE Tier 3 models | Rebate is mail-in and/or online. Must be qualifying ENERGY STAR appliance: https://energysavepa-home.com/appliances/appliance-finder/ | ENERGY STAR Appliances
Residential - Appliances | Freezer | $25 per freezer | Rebate is mail-in and/or online. Must be qualifying ENERGY STAR appliance: https://energysavepa-home.com/appliances/appliance-finder/ | ENERGY STAR Appliances
Residential - Appliances | Dehumidifiers | $25 per dehumidifier | Discount is instant and reflected in the price at participating Home Depot and Lowe's stores; otherwise the rebate is mail-in. Must be qualifying ENERGY STAR appliance: https://energysavepa-home.com/appliances/appliance-finder/ | ENERGY STAR Appliances
Residential - Appliances | Clothes washers | Additional $50 per washer | Participant must meet income qualifications below: 1 household resident ≤ $18,210 2 household residents ≤ $24,690 3 household residents ≤ $31,170 4 household residents ≤ $37,650 5 household residents ≤ $44,130 6 household residents ≤ $50,610 7 household residents ≤ $57,090 8 household residents ≤ $63,570 more than 8 household residents ≤ an additional $4320 for each additional residenent Must be qualifying ENERGY STAR appliance: https://energysavepa-home.com/appliances/appliance-finder/ | Enhanced Rebates on ENERGY STAR -certified Appliances for Income Eligible Customers
Residential - Appliances | Clothes dryers | Additional $50 per dryer | Participant must meet income qualifications below: 1 household resident ≤ $18,210 2 household residents ≤ $24,690 3 household residents ≤ $31,170 4 household residents ≤ $37,650 5 household residents ≤ $44,130 6 household residents ≤ $50,610 7 household residents ≤ $57,090 8 household residents ≤ $63,570 more than 8 household residents ≤ an additional $4320 for each additional resident Must be qualifying ENERGY STAR appliance: https://energysavepa-home.com/appliances/appliance-finder/ | Enhanced Rebates on ENERGY STAR -certified Appliances for Income Eligible Customers
Residential - Appliances | Refrigerator | Additional $50 per refrigerator | Participant must meet income qualifications below: 1 household resident ≤ $18,210 2 household residents ≤ $24,690 3 household residents ≤ $31,170 4 household residents ≤ $37,650 5 household residents ≤ $44,130 6 household residents ≤ $50,610 7 household residents ≤ $57,090 8 household residents ≤ $63,570 more than 8 household residents ≤ an additional $4320 for each additional residenent Must be qualifying ENERGY STAR appliance: https://energysavepa-home.com/appliances/appliance-finder/ | Enhanced Rebates on ENERGY STAR -certified Appliances for Income Eligible Customers
Residential - Appliances | Freezer | Additional $50 per freezer | Participant must meet income qualifications below: 1 household resident ≤ $18,210 2 household residents ≤ $24,690 3 household residents ≤ $31,170 4 household residents ≤ $37,650 5 household residents ≤ $44,130 6 household residents ≤ $50,610 7 household residents ≤ $57,090 8 household residents ≤ $63,570 more than 8 household residents ≤ an additional $4320 for each additional residenent Must be qualifying ENERGY STAR appliance: https://energysavepa-home.com/appliances/appliance-finder/ | Enhanced Rebates on ENERGY STAR -certified Appliances for Income Eligible Customers
Residential - Appliances | Dehumidifiers | Additional $50 per dehumidifier | Participant must meet income qualifications below: 1 household resident ≤ $18,210 2 household residents ≤ $24,690 3 household residents ≤ $31,170 4 household residents ≤ $37,650 5 household residents ≤ $44,130 6 household residents ≤ $50,610 7 household residents ≤ $57,090 8 household residents ≤ $63,570 more than 8 household residents ≤ an additional $4320 for each additional resident Must be qualifying ENERGY STAR appliance: https://energysavepa-home.com/appliances/appliance-finder/ | Enhanced Rebates on ENERGY STAR -certified Appliances for Income Eligible Customers
Residential | Select light bulbs | Between $2.50-$5.00 per bulb pack | Instant discounts reflected in the price of the light bulb packs at select retailers for select bulbs. To find a qualified product at a participating store use the Lighting Discount Search Tool: https://energysavepa-home.com/lighting/bulb-finder/ | (Residential) Lighting Discounts
Residential | Heat pump water heaters | $500 per water heater | Discount is received in store with purchase of qualified heat pump water heater. Qualifited heat pump water heaters must have an EF of 2.0 or higher with a maximum tank size of 55 gallons. | (Residential) Water Heating Rebates
Residential | Solar water heaters | $500 per water heater | Solar water heater system must be SRCC certified. Rebate is mail-in and must be sent in within 180 day sof purchase. Additional restrictions may apply; please see the terms and conditions on the rebate form for more details. In addition to this rebate, high-efficient certified solar water ehating systems may be eligible for a federal tax credit. | (Residential) Water Heating Rebates
Residential | Qualified maintenance (HVAC) | $50 per unit maintenance | Customers are eligible for one $50 maintenance rebate per unit every 7 calendar years dating back to October 28, 2009. Rebate is mail-in. | (Residential) HVAC Equipment and Maintenance
Residential | Furnace fan motor | $150 per motor | Replacement of existing furnace or air handler fan motor with high-efficiency fan motor. Also can be applied to installation of a new furnace or air handler with a high-efficiency fan motor (if central air conditioner or heat pump rebate is not claimed) . Furnance fan motor rebate cannot be combined with a central air conditioner or heat pump rebate. Rebate is mail-in. | (Residential) HVAC Equipment and Maintenance
Residential | Central air conditioners | ≥ 16 SEER = $100 ≥ 18 SEER = $200 | Rebate is based on the efficiency rating of the air conditioner. Rebate form must be completed by participating contractor. Rebate is mail-in and must be claimed within 180 days of purchase. Participating contractors can be found at https://energysavepa-home.com/hvac/participating-contractors/ | (Residential) HVAC Equipment and Maintenance
Residential | Air source heat pumps | ≥ 16 SEER and HSPF ≥ 9 = $250 ≥ 18 SEER and HSPF ≥ 10 = $500 | Rebate form must be completed by participating contractor. Rebate is mail-in and must be claimed within 180 days of purchase. Participating contractors can be found at https://energysavepa-home.com/hvac/participating-contractors/ | (Residential) HVAC Equipment and Maintenance
Residential | Ductless mini-split heat pumps | ≥ 18 SEER and HSPF ≥ 10 = $200 | Rebate form must be completed by participating contractor. Rebate is mail-in and must be claimed within 180 days of purchase. Participating contractors can be found at https://energysavepa-home.com/hvac/participating-contractors/ | (Residential) HVAC Equipment and Maintenance
Residential | Geothermal heat pumps | $600 per pump | Must be ENERGY STAR-certified. Rebate form must be completed by participating contractor. Rebate is mail-in and must be claimed within 180 days of purchase. Participating contractors can be found at https://energysavepa-home.com/hvac/participating-contractors/ | (Residential) HVAC Equipment and Maintenance
Residential | Packaged terminal air conditioners (PTAC) | ≥ 11 EER = $75 | Rebate form must be completed by participating contractor. Rebate is mail-in and must be claimed within 180 days of purchase. Participating contractors can be found at https://energysavepa-home.com/hvac/participating-contractors/ | (Residential) HVAC Equipment and Maintenance
Residential | Packaged terminal heat pump air conditioners (PTHP) | ≥ 11 EER, and COP ≥ 3.1 = $150 | Rebate form must be completed by participating contractor. Rebate is mail-in and must be claimed within 180 days of purchase. Participating contractors can be found at https://energysavepa-home.com/hvac/participating-contractors/ | (Residential) HVAC Equipment and Maintenance
Residential | Programmable thermostat | Up to $25 | Installation of a smart or programmable thermostat. Rebate form must be completed by participating contractor. Rebate is mail-in and must be claimed within 180 days of purchase. Participating contractors can be found at https://energysavepa-home.com/hvac/participating-contractors/ | (Residential) HVAC Equipment and Maintenance
Residential | Energy audit | Up to $400 | Audits are not to exceed $350 in price. During the aduit up to $200 worth of energy-saving products may be installed (including LED bulbs, smart power strips, furnace whistles, kitch and bathroom faucet aerators, energy-efficient shower heads, pipe insulation). Upon completion of the audit, if ≥ 350 kWh of energy savings are achieved through product installation and/or audit-recommended improvements, then the homeowner qualifies for a rebate of up to $250 (not to exceed the total cost of the audit). After completion upgrades, the homeowner may be eligible for an additional $100 rebate if ≥ 2,000 kWh energy savings are achieved or an additional $150 rebate if ≥ 3,000 kWh energy savings are achieved. A blower door test is required to determine energy savings from air sealing upgrades. Participating auditors can be found at https://energysavepa-home.com/residential-energy-audit/participating-energy-auditors/ | Residential Energy Audit Program
Sources:
https://energysavepa-business.com/
https://energysavepa-home.com/
https://energysavepa-home.com/assets/uploads/pdf/FEPA_EERebateChart_WEB_82713.pdf