## READ ME
Appendix B
Eversource CT and NH 2018 measure cost workbook
Workbook Contents |  | Metrics appear in blue font.
Spreadsheet | General Description | Heading | Data Description
CT | Eversource CT Measure Costs and Savings | Equipment Type | Identifies the type of energy-consuming equipment (EE measure) categorized by customer sector, end use and fuel type.
| (Source: 2018 EE Plan) | Lost Opportunity | Defines measure cost and savings in terms of the respective differences between the installed cost and energy consumption of a measure and a defined baseline alternative of current standard efficency (applicable to normal replacement and new construction/renovation applications).
|  | Incentive Cost | A direct payment or a reduction in the amount of the installed cost to a customer.
|  | Installed Cost | The difference between the material and labor cost of a measure and the corresponding cost of a standard efficiency alternative.
|  | Savings | Net kWh or Net Annual MMBtu (=difference between baseline and measure annual consumption adjusted for free riders and spillover.
|  | Retrofit | Defines measure cost and savings in terms of the respective differences between the installed cost and energy consumption of a measure and a defined baseline alternative of the existing equipment that is replaced by installation of the measure (applicable to early replacement applications).
|  | Incentive Cost | A direct payment or a reduction in the amount of the installed cost to a customer.
|  | Installed Cost | The material and labor cost of a measure.
|  | Savings | Net kWh or Net Annual MMBtu (=difference between existing equipment and measure annual consumption adjusted for free riders and spillover.
|  | CT Screening Row # | References the row number in the 'CT Screening' spreadsheet corresponding to the same Equipment Type.
[Notes in red font indicate that they reference Gross kWh in 'CT Screening'. ]
NH | Eversource NH Measure Costs and Savings | Equipment Type | [Data Description for NH is the same as presented above for CT except where noted.]
| (The data descriptions are the same as above.) | Lost Opportunithy | [Notes in red font indicate inconsistencies with data in 'NH 2018 BC Model Inputs'. ]
Incentive Cost
Installed Cost
|  | Savings | Gross Annual kWh Saved
Comment
Retrofit
Incentive Cost
Installed Cost
|  | Savings | Gross Annual kWh Saved
Comments
CT Screening | Program and Measure Input Data for TRC Test | Year | Program implementation year
|  | Utility | Utility Program Administrator (Eversource Electric/Eversource Gas)
|  | Sector | Utility customer sector (Residential/C&I)
|  | Program | EE program
|  | Sub Program | Some programs are subdivided according to various attributes.
|  | Measure Description | Categorized by measure type/end use/fuel type.
|  | Measure Quantity | Number of installed measures.
|  | Incentive $ (electric or gas) | Incentive amount per measure funded by utility revenue.
|  | Oil/Propane Cost | Incentive amount per measure funded by Regional Greenhouse Gas Initiative (RGGI) revenue (allocation based on oil or propane savings).
|  | Customer Cost | The amount the customer pays for the measure net of the incentive (=Installed Cost - Incentive Cost). See Installed Cost ['CT' spreadsheet] definition under Lost Opportunity and Retrofit.
|  | Measure Life | The useful life of the measure in years.
|  | Gross kWh | The annual electric energy savings per measure.
|  | Winter Peak | % of annual electric savings during Winter Peak hours
|  | Winter Off | % of annual electric savings during Winter Off- Peak hours
|  | Summer Peak | % of annual electric savings during Summer Peak hours
|  | Summer Off | % of annual electric savings during Summer Off- Peak hours
|  | Realization Rate | The ratio of Net to Gross kWh
|  | Net kWh | Equal to Gross kWh adjusted for free riders and spillover
|  | Gross Summer kW | The annual summer peak demand reduction per measure.
|  | Summer Realization Rate | The ratio of Net to Gross Summer kW
|  | Net Summer kW | Equal to Gross Summer kW adjusted for free riders and spillover
|  | Gross Winter kW | The annual winter peak demand reduction per measure.
|  | Winter RR | The ratio of Net to Gross Winter kW
|  | Net Winter kW | Equal to Gross Winter kW adjusted for free riders and spillover
|  | Gross Annual MMBtu (A) | The annual energy savings per measure for fuel type A.
|  | Type (A) (see comments for types) | See CT Fuel Types below.
|  | Final RR (A) | The ratio of Net to Gross Annual MMBtu (A)
|  | Net Annual MMBtu (A) | Equal to Gross Annual MMBtu (A) adjusted for free riders and spillover
|  | Gross Annual MMBtu (B) | The annual energy savings per measure for fuel type B.
|  | Type (B) (see comments for types) | See CT Fuel Types below.
|  | Final RR (B) | The ratio of Net to Gross Annual MMBtu (B)
|  | Net Annual MMBtu (B) | Equal to Gross Annual MMBtu (B) adjusted for free riders and spillover
|  | Gross Gas Peak Savings | The peak day gas savings per measure
|  | Gas Peak Realization Rate | The ratio of Net to Gross peak day gas savings
|  | Net Peak Day Gas | Equal to Gross Gas Peak Savings adjusted for free riders and spillover
|  | Annual Gallons Water (Net) | Annual water consumption savings
|  | Net Annual NEB ($) | Annual Non-Energy Benefits per measure adjusted for free riders and spillover
|  | Net Lifetime NEB ($) | Lifetime Non-Energy Benefits per measure adjusted for free riders and spillover
NH 2018 BC Model Inputs | Program and Measure Input Data for TRC Test | Sector (Dropdown) | Utility customer sector (Low-Income, Residential, Commercial & Industrial)
|  | Program (Dropdown) | EE Program
|  | Subprogram (Dropdown) | Some programs are subdivided according to various attributes.
|  | Measure | EE measure type
|  | End Use (Dropdown) | End use category
|  | Quantity Year 1 | Number of measures installed in program implementation Year 1
|  | Quantity Year 2 | Number of measures installed in program implementation Year 2
|  | Quantity Year 3 | Number of measures installed in program implementation Year 3
|  | Measure Life | The useful life of the measure in years.
|  | Total Resource Cost | Incremental measure cost
|  | Incentive | Incentive amount per measure
|  | Processing Costs | Transaction cost to process each incentive pament
|  | Customer Cost | The amount the customer pays for the measure net of the incentive (=Installed Cost - Incentive Cost). See Installed Cost ['CT' spreadsheet] definition under Lost Opportunity and Retrofit.
|  | Free-Ridership Rate | The % of gross savings that would have occurred in the absence of the program
|  | Spillover [Participant] Rate | The % of gross savings from non-program measures installed by participants that would not have been installed in the absence of the program.
|  | Spillover [Non-Participant] Rate | The % of gross savings from non-program measures installed by non-participants that would not have been installed in the absence of the program.
|  | Net to Gross | The ratio Net Annual kWh Saved to Gross Annual kWh Saved
|  | In-Service Rate | The ratio of verified to reported number of installed measures.
|  | kWh Realization Rate | The ratio of verified to reported Gross Annual kWh Saved
|  | kW Winter Realization Rate | The ratio of verified to reported Winter kW Saved
|  | kW Summer Realization Rate | The ratio of verified to reported Summer kW Saved
|  | Non Electric Realization Rate | The ratio of verified to reported non-electric energy savings
|  | Gross Annual kWh Saved | The annual electric energy savings per measure.
NH pivot tables | Data summary: 'NH 2018 BC Model Inputs' | Row Labels | End Use
|  | Count of Quantity Year 1 | Quantity Year 1
|  | Sum of Total Resource Cost | Total Resource Cost
|  | Sum of Incentive | Incentive
|  | Sum of Gross Annual kWh Saved | Gross Annual kWh Saved
|  | Average TR $ | =Total Resource Cost/Quantity
|  | Average Incentive $ | =Incentive/Quantity
|  | Average kWh | =Gross Annual kWh Saved/Quantity
CT Fuel Types | blank/0 - no "other fuel" savings
1 - res gas non-heat
2 - res gas water
3 - res gas heat
4 - oil
5 - propane
6 - C&I gas non-heat
7 - C&I gas heat
8 - C&I oil
9 - wood
10 - wood pellets
Acronyms/Abbreviations
AFUE | Annual Fuel Utilization Efficiency
BD | Blower Door
BOC | Building Operator Certification
CEE | Consortium for Energy Efficiency
CEM | Certified Energy Manager
CHP | Combined Heat and Power
CI | Commercial and Industrial
CNG | Compressed Natural Gas
DHW | Domestic Hot water
DMSHP | Ductless Mini-Split Heat Pump
DRIPE | Demand Reduction Induced Price Effect
DS | Duct Sealing
ECM | Electronically Commutated Motors
ES | Energy Star
Ext | Exterior
FF | Fossil Fuel
FHW | Forced Hot Water
FL | Full Load
GECD | Gas-to-electric cross-DRIPE
GSHP | Ground Source Heat Pump
HEA | Home Energy Assistance
HES | Home Energy Solutions
HP | Heat Pump
HPwES | Home Performance with Energy Star
HPWH | Heat Pump Water Heater
HSPF | Heating Seasonal Performance Factor
HVAC | Heating Ventilation and Air Conditioning
IPLV | Integrated Part Load Value
LCI | Large Commercial and Industrial
LI | Low Income
MF | Multi-Family
Muni | Municipality
NC | New Construction
NEB | Non-Energy Benefit
NEI | Non-Energy Impact
NMR | Nexus Market Research
O&M | Operations and Maintenance
OS | Occupancy Sensors
QIV | Quality Installation and Verification
RCx | Retrocommissioning
RNC | Residential New Construction
RR | Realization Rate
SCG | Supplemental Natural Gas
SCI | Small Commercial and Industrial
SEER | Seasonal Energy Efficiency Ratio
SF | Single Family
TLC Kit | Direct installation measures including aerators, LED night lights, and hot water thermometers
TSV | Thermostatic shut-off valve
VFD | Variable Frequency Drive
VRF | Variable Refrigerant Flow
Wxn | Weatherization

## CT
Equipment Type |  | Lost Opportunity |  |  | Retrofit |  |  | CT Screening Row #
Residential Space Heating Equipment |  | Incentive Cost | Installed Cost | Savings | Incentive Cost | Installed Cost | Savings
| Gas-fired furnaces | 550 | 1048.2 | 10.124 MMBtu | na | na | na | Line 894
| Oil-fired furnaces | na
| Gas-fired boilers | 450 | 1625 | 6.167 MMBtu | na | na | na | Line 897
| Oil-fired boilers | na
| Electric resistance furnaces | na
| Electric resistance unit heaters | na
| Central air conditioners | 250 | 2400 | 78.8 kWh
| Room air conditioners | na
| Portable air conditioners | na
| Air-source heat pumps | 500 | 2650 | 415 kWh | na | na | na | Line 905, 906 (=Heating + Cooling)
| Ground-source heat pumps | 1500 | 4500 | 1448 kWh | na | na | na | Line 907, 908 (=Heating + Cooling)
| Natural gas heat pumps | na
| Cordwood stoves | na
| Pellet wood stoves | na
Residential Water Heaters
| Gas-fired water heaters | 300 | 400 | 1.07 MMBtu | na | na | na | Line 911
| Oil-fired water heaters | na
| Electric resistance water heaters | na
| Heat pump water heaters | 475 | 1675 | 1070 | na | na | na | Line 909
| Solar water heaters | na
| Instantaneous water heaters (GAS) | 300 | 2314 | 3.811 MMBtu | na | na | na | Line 912
Residential Appliances
| Top-mount refrigerator/freezer (DOE product class 3) | 20 | 40 | 43 | 628 | 728 | 651 kWh
| Side-mount refrigerator/freezer (DOE product class 7) | [6 empty] | Line 828 (Lost opportunity)
| Bottom-mount refrigerator/freezer (DOE product class 5) | [6 empty] | Corrected Gross to Net kWh
| Chest freezer (stand-alone) (DOE product class 10) | 10 | 20 | 32 kWh | na | na | na | Line 829 Correcetd Gross to Net kWh
Upright freezer (stand-alone) (DOE product class 9)
| Natural gas cooktops and stoves | na
| Clothes dryers | 100 | 200 | 213 kWh | na | na | na | Line 831 Correcetd Gross to Net kWh
| Clothes washers | 20 | 40 | 141 kWh | na | na | na | Line 830 Correcetd Gross to Net kWh
| Dishwashers | na | na | na
Residential Lighting
| Incandescent (general service, outdoor, reflector) | na
| CFL (general service, outdoor, reflector) | na
| LED (general service, outdoor, reflector) | 2.89 | 2.89 | 12.1 kWh |  |  |  | Lines 805-822 (weighted average of Net kWh)
| Halogen (outdoor, reflector) | na
| 4-foot linear fluorescent (T12, T8, LED) | na
Commercial Space Heating and Cooling
| Gas-fired furnaces | https://www.energizect.com/sites/default/files/FINAL-W0222-2017-CI-Connecticut-Gas-Equipment-Heating-Rebate-Rev-117-WEB-FF.pdf
| Oil-fired furnaces | na
| Electric resistance heating | na
| Electric boilers | na
| Gas-fired boilers | https://www.energizect.com/sites/default/files/FINAL-W0222-2017-CI-Connecticut-Gas-Equipment-Heating-Rebate-Rev-117-WEB-FF.pdf
| Oil-fired boilers | na
Centrifugal chillers
Reciprocating chillers
Screw chillers
Scroll chillers
Gas-fired chillers
| Electric rooftop air conditioners | https://efi.secure.force.com/client/FormCTHVCCI_ER
Gas-fired engine-driven rooftop air conditioners
Rooftop air-source heat pumps
Commercial ground-source heat pumps
Commercial Water Heating
| Gas-fired water heaters | https://efi.secure.force.com/client/FormCTHECI_ER
| Electric resistance water heaters | na
Heat pump water heaters
| Oil-fired water heaters | na
Booster water heaters
Gas-fired instantaneous water heaters
| Commercial solar water heaters | na
Commercial Lighting
| Incandescent | na
| Halogen | na
T5
T8 (w/ and w/o occupancy sensor)
Mercury vapor/metal halide/sodium vapor
| CFL | na
LED
Commercial Refrigeration
| Central refrigeration | https://www.energizect.com/sites/default/files/FINAL%20W0212%202017%20C%26I%20Kitchen%20Equipment%20Rebate%20Rev.%201.17%20WEB%20FF.pdf
| Reach-in refrigeration | https://www.energizect.com/sites/default/files/FINAL%20W0212%202017%20C%26I%20Kitchen%20Equipment%20Rebate%20Rev.%201.17%20WEB%20FF.pdf
| Walk-in refrigeration | https://www.energizect.com/sites/default/files/FINAL%20W0212%202017%20C%26I%20Kitchen%20Equipment%20Rebate%20Rev.%201.17%20WEB%20FF.pdf
Commercial Ventilation
Constant air volume
Variable air volume

## NH
Equipment Type |  | Lost Opportunithy |  |  |  | Retrofit
Residential Space Heating Equipment |  | Incentive Cost | Installed Cost | Savings | Comment | Incentive Cost | Installed Cost | Savings | Comments
| Gas-fired furnaces | 300 | 921 | 8.10 MMBtu | Lost opportunity is 95%+, row 34 BC model | 4000 | 4000 | 18.59 MMBtu | Retrofit through the low income program (>90% AFUE, line 5 BC model).
| Oil-fired furnaces | na | na | na | na | na | na | na | na
| Gas-fired boilers | 1000 | 1728 | 10.3 MMBtu | 90+%, row 28 | 6000 | 6000 | 19.4 MMBtu | 90+% AFUE. Row 5 bc model
| Oil-fired boilers | na | na | na | na | na | na | na | na
| Electric resistance furnaces | na | na | na | na | na | na | na | na
| Electric resistance unit heaters | na | na | na | na | na | na | na | na
| Central air conditioners | 210 | 556 | 200 kWh | row 159 | na | na | na | na
| Room air conditioners | 20 | 20 | 16 kWh | row 160 | na | na | na | na
| Portable air conditioners | na | na | na | na | na | na | na | na
| Air-source heat pumps | 500 | 500 | 2307 kWh | row 147, 148 (sum of heating and cooling) | na | na | na | na
| Ground-source heat pumps | na | na | na | na | na | na | na | na
| Natural gas heat pumps | na | na | na | na | na | na | na | na
| Cordwood stoves | na | na | na | na | na | na | na | na
| Pellet wood stoves | na | na | na | na | na | na | na | na
Residential Water Heaters
| Gas-fired water heaters | 800 | 2439 | 9.9 MMBtu | row 32, >94% tankless | na | na | na
| Oil-fired water heaters | na | na | na | na | na | na | na | na
| Electric resistance water heaters | na | na | na | na | na | na | na | na
| Heat pump water heaters | 500 | 1101 | 1384 kwh | row 149 | na | na | na | na
| Solar water heaters | na | na | na | na | na | na | na | na
| Instantaneous water heaters | na | na | na | na | na | na | na | na
Residential Appliances
| Top-mount refrigerator/freezer (DOE product class 3) | 40 | 40 | 64 kWh | Row 162, rebate for < CEE Tier 2. | 775 | 775 | 842 kWh | Retirement through the low income program. Row 20
Side-mount refrigerator/freezer (DOE product class 7)
Bottom-mount refrigerator/freezer (DOE product class 5)
| Chest freezer (stand-alone) (DOE product class 10) | na | na | na | na | na | na | na | na
| Upright freezer (stand-alone) (DOE product class 9) | na | na | na | na | na | na | na | na
| Natural gas cooktops and stoves | na | na | na | na | na | na | na | na
| Clothes dryers | 40 | 40 | 93 kwh | row 157 | na | na | na | na
| Clothes washers | 25 | 225 | 89 kWh | row 156 | na | na | na | na
Dishwashers
Residential Lighting
| Incandescent (general service, outdoor, reflector) | na
| CFL (general service, outdoor, reflector) | na
| LED (general service, outdoor, reflector) | 1.75 | 2.63 | 20 kWh | row 140
| Halogen (outdoor, reflector) | na
| 4-foot linear fluorescent (T12, T8, LED) | na
Commercial Space Heating and Cooling
| Gas-fired furnaces | na
| Oil-fired furnaces | na
| Electric resistance heating | na
| Electric boilers | na
| Gas-fired boilers | 1000 | 3479 | 14.7 MMBtu | row 135 | na | na | na | na
| Oil-fired boilers | na
| Centrifugal chillers | 12604.2549 | 28641.0755 | 31262 kWh | Combined cooling | na | na | na | na
Reciprocating chillers
Screw chillers
Scroll chillers
| Gas-fired chillers | na
Electric rooftop air conditioners
| Gas-fired engine-driven rooftop air conditioners | na
Rooftop air-source heat pumps
Commercial ground-source heat pumps
Commercial Water Heating
| Gas-fired water heaters | 862 | 1224 | 12.05 MMBtu | row 127. storage water | na | na | na | na
| Electric resistance water heaters | na
| Heat pump water heaters | na
| Oil-fired water heaters | na
| Booster water heaters | na
Gas-fired instantaneous water heaters
| Commercial solar water heaters | na
Commercial Lighting
| Incandescent | 14182.8907 | 39738.0025 | 80449 kwh | use C&I average. Most savings assumed to be from LED technology | na | na | na | na
Halogen
T5
T8 (w/ and w/o occupancy sensor)
Mercury vapor/metal halide/sodium vapor
CFL
LED
Commercial Refrigeration
| Central refrigeration | 12646.4882 | 30451.0971 | 72535 kWh | Used C&I average | na | na | na | na
Reach-in refrigeration
Walk-in refrigeration
Commercial Ventilation
| Constant air volume | 12457.88 | 35567.1646 | 41663 kWh | Used C&I average | na | na | na | na
Variable air volume

## CT Screening
| Year | Utility | Sector | Program | Sub Program | Measure Description | Measure Quantity | Incentive $ (electric or gas) | Oil/Propane Cost | Customer Cost | Measure Life | Gross kWh | Winter Peak | Winter Off | Summer Peak | Summer Off | Realization Rate | Net kWh | Gross Summer kW | Summer Realization Rate | Net Summer kW | Gross Winter kW | Winter RR | Net Winter kW | Gross Annual MMBtu (A) | Type (A) (see comments for types) | Final RR (A) | Net Annual MMBtu (A) | Gross Annual MMBtu (B) | Type (B) (see comments for types) | Final RR (B) | Net Annual MMBtu (B) | Gross Gas Peak Savings | Gas Peak Realization Rate | Net Peak Day Gas | Annual Gallons Water (Net) | Net Annual NEB ($) | Net Lifetime NEB ($)
1 | 2016 | Eversource Electric | Residential | Retail Products | Lighting Big Box | Spiral CFLs | 563687.4061 | 0.85 |  | 0.85 | 4 | 34.4651 | 30% | 40% | 10% | 20% | 51% | 17.5772 | 0.0042735 | 51% | 0.0021795 | 0.0065747 | 51% | 0.0033531 | [12 empty] | -0.44822 | 1.53
2 | 2016 | Eversource Electric | Residential | Retail Products | Lighting Big Box | General CFL Bulbs | 0 | 0.96 |  | 0.96 | 4 | 29.8508 | 30% | 40% | 10% | 20% | 51% | 15.2239 | 0.0037014 | 51% | 0.0018877 | 0.0056944 | 51% | 0.0029042 | [12 empty] | -0.38821 | 1.53
3 | 2016 | Eversource Electric | Residential | Retail Products | Lighting Big Box | Non General CFLs | 0 | 0 |  | 0 | 5 | 52.9425 | 30% | 40% | 10% | 20% | 0% | 0 | 0.0043764 | 0% | 0 | 0.006733 | 0% | 0 | [12 empty] | 0 | 0
4 | 2016 | Eversource Electric | Residential | Retail Products | Lighting Big Box | General LED | 622740.3724 | 4.6422 |  | 4.6422 | 10 | 25.5253 | 30% | 40% | 10% | 20% | 82% | 20.9308 | 0.003165 | 82% | 0.0025953 | 0.0048693 | 82% | 0.0039928 | [12 empty] | -0.53374 | 9.43
5 | 2016 | Eversource Electric | Residential | Retail Products | Lighting Big Box | Non General LED | 96148.9661 | 3.7621 |  | 3.7621 | 10 | 17.7267 | 30% | 40% | 10% | 20% | 82% | 14.5359 | 0.002198 | 82% | 0.0018024 | 0.0033816 | 82% | 0.0027729 | [12 empty] | -0.37067 | 9.43
6 | 2016 | Eversource Electric | Residential | Retail Products | Lighting Big Box | Directional/Downlight | 348949.3466 | 7.0382 |  | 7.0382 | 10 | 55.2215 | 30% | 40% | 10% | 20% | 82% | 45.2816 | 0.0068473 | 82% | 0.0056147 | 0.010534 | 82% | 0.0086381 | [12 empty] | -1.1547 | 11.48
7 | 2016 | Eversource Electric | Residential | Retail Products | Lighting Big Box | Indoor Hard Wired LED | 24158.0317 | 10 |  | 10 | 16 | 60.5401 | 30% | 40% | 10% | 20% | 82% | 49.6429 | 0.0075067 | 82% | 0.0061555 | 0.011549 | 82% | 0.00947 | [12 empty] | -1.2659 | 11.48
8 | 2016 | Eversource Electric | Residential | Retail Products | Lighting Big Box | Outdoor hard wired LED | 8052.6772 | 10 |  | 10 | 16 | 34.0254 | 30% | 40% | 10% | 20% | 82% | 27.9008 | 0.004219 | 82% | 0.0034596 | 0.0064908 | 82% | 0.0053225 | [12 empty] | -0.71147 | 11.48
9 | 2016 | Eversource Electric | Residential | Retail Products | Lighting Big Box | Ceiling Fan | 28.5383 | 10 |  | 10 | 16 | 77.6753 | 30% | 40% | 10% | 20% | 82.3% | 63.9267 | 0.0096314 | 82.3% | 0.0079267 | 0.014818 | 82.3% | 0.012195 | [12 empty] | -1.6301 | 11.522
10 | 2016 | Eversource Electric | Residential | Retail Products | Lighting Big Box | Indoor Hard Wired | 138.4109 | 10 |  | 10 | 16 | 105.1562 | 30% | 40% | 10% | 20% | 82.3% | 86.5435 | 0.013039 | 82.3% | 0.010731 | 0.02006 | 82.3% | 0.016509 | [12 empty] | -2.2069 | 11.522
11 | 2016 | Eversource Electric | Residential | Retail Products | Lighting Big Box | Outdoor Hard Wired | 138.4109 | 10 |  | 10 | 6 | 105.1562 | 30% | 40% | 10% | 20% | 82.3% | 86.5435 | 0.013039 | 82.3% | 0.010731 | 0.02006 | 82.3% | 0.016509 | [12 empty] | -2.2069 | 11.522
12 | 2016 | Eversource Electric | Residential | Retail Products | Lighting Big Box | Portable Lamp | 104.1649 | 5 |  | 5 | 8 | 85.8655 | 30% | 40% | 10% | 20% | 72% | 61.8232 | 0.010647 | 72% | 0.0076658 | 0.01638 | 72% | 0.011794 | [12 empty] | -1.5765 | 4.32
13 | 2016 | Eversource Electric | Residential | Retail Products | Lighting Big Box | Torchiere | 61.3574 | 5 |  | 5 | 8 | 118.8907 | 30% | 40% | 10% | 20% | 72% | 85.6013 | 0.014742 | 72% | 0.010614 | 0.02268 | 72% | 0.01633 | [12 empty] | -2.1828 | 3.6
14 | 2016 | Eversource Electric | Residential | Retail Products | Hard To Reach | Spiral CFLs | 375791.604 | 0.85 |  | 0.85 | 4 | 34.4651 | 30% | 40% | 10% | 20% | 51% | 17.5772 | 0.0042735 | 51% | 0.0021795 | 0.0065747 | 51% | 0.0033531 | [12 empty] | -0.44822 | 1.53
15 | 2016 | Eversource Electric | Residential | Retail Products | Hard To Reach | General CFL Bulbs | 26.8423 | 0.96 |  | 0.96 | 4 | 29.8508 | 30% | 40% | 10% | 20% | 51% | 15.2239 | 0.0037014 | 51% | 0.0018877 | 0.0056944 | 51% | 0.0029042 | [12 empty] | -0.38821 | 1.53
16 | 2016 | Eversource Electric | Residential | Retail Products | Hard To Reach | Non General CFLs | 0 | 0 |  | 0 | 5 | 52.9425 | 30% | 40% | 10% | 20% | 0% | 0 | 0.0043764 | 0% | 0 | 0.006733 | 0% | 0 | [12 empty] | 0 | 0
17 | 2016 | Eversource Electric | Residential | Retail Products | Hard To Reach | General LED | 343248.0511 | 6 |  | 6 | 10 | 25.5253 | 30% | 40% | 10% | 20% | 82% | 20.9308 | 0.003165 | 82% | 0.0025953 | 0.0048693 | 82% | 0.0039928 | [12 empty] | -0.53374 | 9.43
18 | 2016 | Eversource Electric | Residential | Retail Products | Hard To Reach | Non General LED | 64421.4178 | 5 |  | 5 | 10 | 17.7267 | 30% | 40% | 10% | 20% | 82% | 14.5359 | 0.002198 | 82% | 0.0018024 | 0.0033816 | 82% | 0.0027729 | [12 empty] | -0.37067 | 9.43
19 | 2016 | Eversource Electric | Residential | Retail Products | Hard To Reach | Directional/Downlight | 214738.0595 | 7.5 |  | 7.5 | 10 | 55.2215 | 30% | 40% | 10% | 20% | 82% | 45.2816 | 0.0068473 | 82% | 0.0056147 | 0.010534 | 82% | 0.0086381 | [12 empty] | -1.1547 | 11.48
20 | 2016 | Eversource Electric | Residential | Retail Products | Hard To Reach | Indoor Hard Wired LED | 16105.3545 | 10 |  | 10 | 16 | 60.5401 | 30% | 40% | 10% | 20% | 82% | 49.6429 | 0.0075067 | 82% | 0.0061555 | 0.011549 | 82% | 0.00947 | [12 empty] | -1.2659 | 11.48
21 | 2016 | Eversource Electric | Residential | Retail Products | Hard To Reach | Outdoor hard wired LED | 5368.4515 | 10 |  | 10 | 16 | 34.0254 | 30% | 40% | 10% | 20% | 82% | 27.9008 | 0.004219 | 82% | 0.0034596 | 0.0064908 | 82% | 0.0053225 | [12 empty] | -0.71147 | 11.48
22 | 2016 | Eversource Electric | Residential | Retail Products | Hard To Reach | Ceiling Fan | 19.0256 | 10 |  | 10 | 16 | 77.6753 | 30% | 40% | 10% | 20% | 82.3% | 63.9267 | 0.0096314 | 82.3% | 0.0079267 | 0.014818 | 82.3% | 0.012195 | [12 empty] | -1.6301 | 11.522
23 | 2016 | Eversource Electric | Residential | Retail Products | Hard To Reach | Indoor Hard Wired | 92.274 | 10 |  | 10 | 16 | 105.1562 | 30% | 40% | 10% | 20% | 82.3% | 86.5435 | 0.013039 | 82.3% | 0.010731 | 0.02006 | 82.3% | 0.016509 | [12 empty] | -2.2069 | 11.522
24 | 2016 | Eversource Electric | Residential | Retail Products | Hard To Reach | Outdoor Hard Wired | 92.274 | 10 |  | 10 | 6 | 105.1562 | 30% | 40% | 10% | 20% | 82.3% | 86.5435 | 0.013039 | 82.3% | 0.010731 | 0.02006 | 82.3% | 0.016509 | [12 empty] | -2.2069 | 11.522
25 | 2016 | Eversource Electric | Residential | Retail Products | Hard To Reach | Portable Lamp | 69.4433 | 5 |  | 5 | 8 | 85.8655 | 30% | 40% | 10% | 20% | 72% | 61.8232 | 0.010647 | 72% | 0.0076658 | 0.01638 | 72% | 0.011794 | [12 empty] | -1.5765 | 4.32
26 | 2016 | Eversource Electric | Residential | Retail Products | Hard To Reach | Torchiere | 40.905 | 5 |  | 5 | 9 | 118.8907 | 30% | 40% | 10% | 20% | 72% | 85.6013 | 0.018428 | 72% | 0.013268 | 0.02835 | 72% | 0.020412 | [12 empty] | -2.1828 | 3.6
27 | 2016 | Eversource Electric | Residential | Retail Products | Efficient product | Refrigerators | 100 | 50 |  | 120 | 12 | 100 | 30% | 30% | 20% | 20% | 100% | 100 | 0.01834 | 100% | 0.01834 | 0.01031 | 100% | 0.01031 | [12 empty] | 0 | 0
28 | 2016 | Eversource Electric | Residential | Retail Products | Efficient product | Freezer | 17.5 | 25 |  | 25 | 11 | 70 | 30% | 30% | 20% | 20% | 100% | 70 | 0.012838 | 100% | 0.012838 | 0.007217 | 100% | 0.007217 | [12 empty] | 0 | 0
29 | 2016 | Eversource Electric | Residential | Retail Products | Efficient product | Clothes washers | 447.5 | 50 |  | 170 | 11 | 256.1087 | 30% | 30% | 20% | 20% | 100% | 256.1087 | 0 | 0% | 0 | 0 | 0% | 0 | [12 empty] | 0 | 0
30 | 2016 | Eversource Electric | Residential | Retail Products | Efficient product | Dryers | 155 | 120 |  | 250 | 11 | 250 | 30% | 30% | 20% | 20% | 100% | 250 | 0 | 0% | 0 | 0 | 0% | 0 | [12 empty] | 0 | 0
31 | 2016 | Eversource Electric | Residential | Home Energy Solutions (HES) | Core Services SF | Admin and Blower Door (Oil) | 8606.0517 | 828.1522 |  | 99 | 20 | 50 | 55% | 30% | 5% | 10% | 92.5% | 46.25 | 0.015 | 92.5% | 0.013875 | 0.0075 | 92.5% | 0.0069375 | 8.8604 | 4 | 92.5% | 8.1959
32 | 2016 | Eversource Electric | Residential | Home Energy Solutions (HES) | Core Services SF | Admin and Blower Door (Propane) | 791.3611 | 712.7906 |  | 99 | 20 | 50 | 55% | 30% | 5% | 10% | 92.5% | 46.25 | 0.015 | 92.5% | 0.013875 | 0.0075 | 92.5% | 0.0069375 | 7.2718 | 5 | 92.5% | 6.7264
33 | 2016 | Eversource Electric | Residential | Home Energy Solutions (HES) | Core Services SF | Admin and Blower Door (Electric) | 1539.0133 | 689.069 |  | 99 | 20 | 815 | 55% | 30% | 5% | 10% | 92.5% | 753.875 | 0.015 | 92.5% | 0.013875 | 0.416 | 92.5% | 0.3848
34 | 2016 | Eversource Electric | Residential | Home Energy Solutions (HES) | Core Services SF | Admin and Blower Door (Eversource Gas) | 1555.1165 | 97.0294 |  | 12.8815 | 20 | 50 | 55% | 30% | 5% | 10% | 92.5% | 46.25 | 0.015 | 92.5% | 0.013875 | 0.416 | 92.5% | 0.3848
35 | 2016 | Eversource Electric | Residential | Home Energy Solutions (HES) | Core Services SF | Admin and Blower Door (SCG/CNG) | 1759.8582 | 97.0294 |  | 12.8815 | 20 | 50 | 55% | 30% | 5% | 10% | 92.5% | 46.25 | 0.015 | 92.5% | 0.013875 | 0.416 | 92.5% | 0.3848
36 | 2016 | Eversource Gas | Residential | Home Energy Solutions (HES) | Core Services SF | Admin and Blower Door (Eversource Gas) | 1555.1165 | 648.6848 |  | 86.1185 | 20 | [13 empty] | 7.7213 | 3 | 92.5% | 7.1422 |  |  |  |  | 0.077213 | 92.5% | 0.071422
37 | 2016 | Eversource Electric | Residential | Home Energy Solutions (HES) | Core Services SF | Duct and Air Flow (Oil) | 8606.0517 | 120.0549 |  | 0 | 20 | 56.315 | 30% | 30% | 20% | 20% | 92.5% | 52.0914 | 0.0805 | 92.5% | 0.074463 | 0.04025 | 92.5% | 0.037231 | 1.225 | 4 | 92.5% | 1.1331
38 | 2016 | Eversource Electric | Residential | Home Energy Solutions (HES) | Core Services SF | Duct and Air Flow (Propane) | 791.3611 | 131.8768 |  | 0 | 20 | 56.315 | 30% | 30% | 20% | 20% | 92.5% | 52.0914 | 0.0805 | 92.5% | 0.074463 | 0.04025 | 92.5% | 0.037231 | 1.225 | 5 | 92.5% | 1.1331
39 | 2016 | Eversource Electric | Residential | Home Energy Solutions (HES) | Core Services SF | Duct and Air Flow (Electric) | 1539.0133 | 59.4001 |  | 0 | 20 | 16.944 | 30% | 30% | 20% | 20% | 92.5% | 15.6732 | 0.0368 | 92.5% | 0.03404 | 0.0184 | 92.5% | 0.01702
40 | 2016 | Eversource Electric | Residential | Home Energy Solutions (HES) | Core Services SF | Duct and Air Flow (Eversource Gas) | 1555.1165 | 60.1919 |  | 0 | 20 | 56.315 | 30% | 30% | 20% | 20% | 92.5% | 52.0914 | 0.0805 | 92.5% | 0.074463 | 0.04025 | 92.5% | 0.037231
41 | 2016 | Eversource Electric | Residential | Home Energy Solutions (HES) | Core Services SF | Duct and Air Flow (SCG/CNG) | 1759.8582 | 60.1919 |  | 0 | 20 | 56.315 | 30% | 30% | 20% | 20% | 92.5% | 52.0914 | 0.0805 | 92.5% | 0.074463 | 0.04025 | 92.5% | 0.037231
42 | 2016 | Eversource Gas | Residential | Home Energy Solutions (HES) | Core Services SF | Duct and Air Flow (Eversource Gas) | 1555.1165 | 69.9182 |  | 0 | 20 | [13 empty] | 1.225 | 3 | 92.5% | 1.1331 |  |  |  |  | 0.01225 | 92.5% | 0.011331
43 | 2016 | Eversource Electric | Residential | Home Energy Solutions (HES) | Core Services SF | Aerators (Oil) | 8606.0517 | 4.1838 |  | 0 | 5 | [13 empty] | 0.25625 | 4 | 100% | 0.25625 | [7 empty] | 985
44 | 2016 | Eversource Electric | Residential | Home Energy Solutions (HES) | Core Services SF | Aerators (Propane) | 791.3611 | 3.2709 |  | 0 | 5 | [13 empty] | 0.25625 | 5 | 100% | 0.25625 | [7 empty] | 985
45 | 2016 | Eversource Electric | Residential | Home Energy Solutions (HES) | Core Services SF | Aerators (Electric) | 1539.0133 | 4.5078 |  | 0 | 5 | 61.2 | 30% | 30% | 20% | 20% | 100% | 61.2 | [17 empty] | 985
46 | 2016 | Eversource Electric | Residential | Home Energy Solutions (HES) | Core Services SF | Aerators (Eversource Gas) | 1555.1165 | 0.13759 |  | 0 | 5
47 | 2016 | Eversource Electric | Residential | Home Energy Solutions (HES) | Core Services SF | Aerators (SCG/CNG) | 1759.8582 | 0.13759 |  | 0 | 5
48 | 2016 | Eversource Gas | Residential | Home Energy Solutions (HES) | Core Services SF | Aerators (Eversource Gas) | 1555.1165 | 4.1968 |  | 0 | 5 | [13 empty] | 0.25625 | 3 | 100% | 0.25625 |  |  |  |  | 0.00070205 | 100% | 0.00070205 | 985
49 | 2016 | Eversource Electric | Residential | Home Energy Solutions (HES) | Core Services SF | Showerheads (Oil) | 8606.0517 | 9.177 |  | 0 | 10 | [13 empty] | 0.55462 | 4 | 100% | 0.55462 | [7 empty] | 1047.7807
50 | 2016 | Eversource Electric | Residential | Home Energy Solutions (HES) | Core Services SF | Showerheads (Propane) | 791.3611 | 13.0687 |  | 0 | 10 | [13 empty] | 0.54288 | 5 | 100% | 0.54288 | [7 empty] | 1022.9399
51 | 2016 | Eversource Electric | Residential | Home Energy Solutions (HES) | Core Services SF | Showerheads (Electric) | 1539.0133 | 8.4762 |  | 0 | 10 | 128.3056 | 30% | 30% | 20% | 20% | 100% | 128.3056 | [17 empty] | 1030.0984
52 | 2016 | Eversource Electric | Residential | Home Energy Solutions (HES) | Core Services SF | Showerheads (Eversource Gas) | 1555.1165 | 0.33575 |  | 0 | 10
53 | 2016 | Eversource Electric | Residential | Home Energy Solutions (HES) | Core Services SF | Showerheads (SCG/CNG) | 1759.8582 | 0.33575 |  | 0 | 10
54 | 2016 | Eversource Gas | Residential | Home Energy Solutions (HES) | Core Services SF | Showerheads (Eversource Gas) | 1555.1165 | 8.5855 |  | 0 | 10 | [13 empty] | 0.53784 | 3 | 100% | 0.53784 |  |  |  |  | 0.0017265 | 100% | 0.0017265 | 1017.8989
55 | 2016 | Eversource Electric | Residential | Home Energy Solutions (HES) | Core Services SF | Pipe Insulation (Oil) | 8606.0517 | 5.5898 |  | 0 | 15 | [13 empty] | 0.539 | 4 | 100% | 0.539
56 | 2016 | Eversource Electric | Residential | Home Energy Solutions (HES) | Core Services SF | Pipe Insulation (Propane) | 791.3611 | 4.36 |  | 0 | 15 | [13 empty] | 0.4545 | 5 | 100% | 0.4545
57 | 2016 | Eversource Electric | Residential | Home Energy Solutions (HES) | Core Services SF | Pipe Insulation (Electric) | 1539.0133 | 3.4004 |  | 0 | 15 | 86.5 | 30% | 30% | 20% | 20% | 100% | 86.5
58 | 2016 | Eversource Electric | Residential | Home Energy Solutions (HES) | Core Services SF | Pipe Insulation (Eversource Gas) | 1555.1165 | 0.24221 |  | 0 | 15
59 | 2016 | Eversource Electric | Residential | Home Energy Solutions (HES) | Core Services SF | Pipe Insulation (SCG/CNG) | 1759.8582 | 0.24221 |  | 0 | 15
60 | 2016 | Eversource Gas | Residential | Home Energy Solutions (HES) | Core Services SF | Pipe Insulation (Eversource Gas) | 1555.1165 | 5.1494 |  | 0 | 15 | [13 empty] | 0.47175 | 3 | 100% | 0.47175 |  |  |  |  | 0.0029693 | 100% | 0.0029693
61 | 2016 | Eversource Electric | Residential | Home Energy Solutions (HES) | Core Services SF | Lighting (Oil) | 8606.0517 | 211.6148 |  | 0 | 9 | 806.0959 | 30% | 40% | 10% | 20% | 100% | 806.0959 | 0.082959 | 100% | 0.082959 | 0.23921 | 100% | 0.23921 | [12 empty] | -18.5402 | 84.2737
62 | 2016 | Eversource Electric | Residential | Home Energy Solutions (HES) | Core Services SF | Lighting (Propane) | 791.3611 | 238.7639 |  | 0 | 9 | 954.072 | 30% | 40% | 10% | 20% | 100% | 954.072 | 0.095 | 100% | 0.095 | 0.27415 | 100% | 0.27415 | [12 empty] | -3.8163 | 17.3468
63 | 2016 | Eversource Electric | Residential | Home Energy Solutions (HES) | Core Services SF | Lighting (Electric) | 1539.0133 | 172.566 |  | 0 | 9 | 612.5492 | 30% | 40% | 10% | 20% | 100% | 612.5492 | 0.065924 | 100% | 0.065924 | 0.19023 | 100% | 0.19023 | [13 empty] | 11.1281
64 | 2016 | Eversource Electric | Residential | Home Energy Solutions (HES) | Core Services SF | Lighting (Eversource Gas) | 1555.1165 | 189.2597 |  | 0 | 9 | 718.1781 | 30% | 40% | 10% | 20% | 100% | 718.1781 | 0.074196 | 100% | 0.074196 | 0.21419 | 100% | 0.21419 | [12 empty] | -7.9 | 35.9089
65 | 2016 | Eversource Electric | Residential | Home Energy Solutions (HES) | Core Services SF | Lighting (SCG/CNG) | 1759.8582 | 189.2597 |  | 0 | 9 | 718.1781 | 30% | 40% | 10% | 20% | 100% | 718.1781 | 0.074196 | 100% | 0.074196 | 0.21419 | 100% | 0.21419 | [12 empty] | -7.9 | 35.9089
66 | 2016 | Eversource Electric | Residential | Home Energy Solutions (HES) | Insulation SF | Insulation Oil | 1290.9078 | 226.3097 |  | 0 | 25 | 22.1574 | 30% | 30% | 20% | 20% | 68.8% | 15.2443 | 0.08146 | 68.8% | 0.056044 |  |  |  | 19.2473 | 4 | 68.8% | 13.2421
67 | 2016 | Eversource Electric | Residential | Home Energy Solutions (HES) | Insulation SF | Insulation Propane | 118.7042 | 172.8508 |  | 0 | 25 | 35.1691 | 30% | 30% | 20% | 20% | 68.8% | 24.1963 | 0.12927 | 68.8% | 0.088941 |  |  |  | 20.5549 | 5 | 68.8% | 14.1418
68 | 2016 | Eversource Electric | Residential | Home Energy Solutions (HES) | Insulation SF | Insulation Electric Heat | 230.852 | 122.5989 |  | 0 | 25 | 2998.1303 | 30% | 30% | 20% | 20% | 68.8% | 2062.7136 | 0.060378 | 68.8% | 0.04154
69 | 2016 | Eversource Electric | Residential | Home Energy Solutions (HES) | Insulation SF | Insulation Eversource Gas (Electric) | 233.2675 | 196.3454 |  | 0 | 25 | 26.2058 | 30% | 30% | 20% | 20% | 68.8% | 18.0296 | 0.096375 | 68.8% | 0.066306
70 | 2016 | Eversource Electric | Residential | Home Energy Solutions (HES) | Insulation SF | Insulation CNG/SCG Electric | 263.9787 | 196.3454 |  | 0 | 25 | 26.2058 | 30% | 30% | 20% | 20% | 68.8% | 18.0296 | 0.096375 | 68.8% | 0.066306
71 | 2016 | Eversource Gas | Residential | Home Energy Solutions (HES) | Insulation SF | Insulation Eversource Gas (Gas savings) | 233.2675 | 196.3454 |  | 0 | 25 | [13 empty] | 18.728 | 3 | 68.8% | 12.8849
72 | 2016 | Eversource Gas | Residential | Home Energy Solutions (HES) | MF Gas | Multi-family Gas | 1643.6404 | 616.3381 |  | 0 | 18.4625 | [13 empty] | 7.7279 | 3 | 100% | 7.7279
73 | 2016 | Eversource Electric | Residential | Home Energy Solutions (HES) | MF Electric | Multi-family Electric | 1425.1401 | 800 |  | 0 | 9 | 626.6984 | 30% | 30% | 20% | 20% | 100% | 626.6984 | 0.069718 | 100% | 0.069718 | 0.1743 | 100% | 0.1743
74 | 2016 | Eversource Gas | Residential | Home Energy Solutions (HES) | Windows Gas | Windows Gas | 142.514 | 714.1148 |  | 0 | 20 | [13 empty] | 14.8183 | 3 | 100% | 14.8183
75 | 2016 | Eversource Electric | Residential | Home Energy Solutions (HES) | Windows Electric | Windows Electric | 142.514 | 656.0829 |  | 0 | 20 | 322.6203 | 30% | 30% | 20% | 20% | 100% | 322.6203 | 0.017367 | 100% | 0.017367 | 0.017367 | 100% | 0.017367
76 | 2016 | Eversource Electric | Residential | Home Energy Solutions (HES) | Appliances Electric | Appliances Electric | 142.514 | 42.4202 |  | 0 | 6.8303 | 165.7607 | 30% | 30% | 20% | 20% | 100% | 165.7607 | 0.019869 | 100% | 0.019869 | 0.019869 | 100% | 0.019869
77 | 2016 | Eversource Gas | Residential | HES - HVAC | HES HVAC | Furnace | 1586 | 400 |  | 498.2 | 20 | [13 empty] | 7.594 | 3 | 100% | 7.594 |  |  |  |  | 0.074194 | 100% | 0.074194
78 | 2016 | Eversource Electric | Residential | HES - HVAC | HES HVAC | Furnace Fan Heating | 1586 | 160.9335 |  | 437.8665 | 20 | 293 | 55% | 30% | 5% | 10% | 100% | 293 | 0 | 100% | 0 | 0.09 | 100% | 0.09
79 | 2016 | Eversource Electric | Residential | HES - HVAC | HES HVAC | Furnce Fan Cooling | 385 | 39.0665 |  | 150 | 20 | 92 | 5% | 5% | 65% | 25% | 100% | 92 | 0.12 | 100% | 0.12 | 0 | 0% | 0
80 | 2016 | Eversource Gas | Residential | HES - HVAC | HES HVAC | Boilers (h and dwh) | 1154.0133 | 750 |  | 1675 | 20 | [13 empty] | 8.7877 | 3 | 100% | 8.7877 | 0.87465 | 2 | 100% | 0.87465 | 0.088252 | 100% | 0.088252
81 | 2016 | Eversource Electric | Residential | HES - HVAC | HES HVAC | Ductless Electric Heating | 262 | 500 |  | 3500 | 18 | 3563 | 55% | 30% | 5% | 10% | 63% | 2244.69 | 0 | 63% | 0 | 0.52 | 63% | 0.3276
82 | 2016 | Eversource Electric | Residential | HES - HVAC | HES HVAC | Ductless Electric Cooling | 262 | 500 |  | 500 | 18 | 82 | 5% | 5% | 65% | 25% | 63% | 51.66 | 0.045 | 63% | 0.02835 | 0 | 63% | 0
83 | 2016 | Eversource Electric | Residential | HES - HVAC | HES HVAC | ECM Circulator Pump | 2538 | 100 |  | 100 | 15 | 285 | 55% | 30% | 5% | 10% | 100% | 285 | 0 | 100% | 0 | 0.056 | 100% | 0.056
84 | 2016 | Eversource Electric | Residential | HES - HVAC | HES HVAC | Ductless Fossil Fuel Heating | 779 | 150 |  | 500 | 18 | 297 | 55% | 30% | 5% | 10% | 63% | 187.11 | 0 | 63% | 0 | 0.043 | 63% | 0.02709
85 | 2016 | Eversource Electric | Residential | HES - HVAC | HES HVAC | Ductless Fossil Fuel Cooling | 779 | 150 |  | 500 | 18 | 38 | 5% | 5% | 65% | 25% | 63% | 23.94 | 0.021 | 63% | 0.01323 | 0 | 63% | 0
86 | 2016 | Eversource Electric | Residential | HES - HVAC | HES HVAC | Energy Efficient Central AC | 198.8739 | 250 |  | 2150 | 18 | 135.75 | 5% | 5% | 65% | 25% | 58% | 78.735 | 0.16875 | 58% | 0.097875 | 0 | 58% | 0
87 | 2016 | Eversource Electric | Residential | HES - HVAC | HES HVAC | Split Heat Pump - Heating | 222 | 125 |  | 1075 | 18 | 544.3659 | 55% | 30% | 5% | 10% | 58% | 315.7322 | 0 | 58% | 0 | 0 | 58% | 0
88 | 2016 | Eversource Electric | Residential | HES - HVAC | HES HVAC | Split Heat Pump - Cooling | 222 | 125 |  | 1075 | 18 | 170.7982 | 5% | 5% | 65% | 25% | 58% | 99.0629 | 0.21232 | 58% | 0.12314 | 0 | 58% | 0
89 | 2016 | Eversource Electric | Residential | HES - HVAC | HES HVAC | Geothermal Heat Pump - Heating | 40 | 750 |  | 1500 | 18 | 1079.7 | 55% | 30% | 5% | 10% | 100% | 1079.7 | 0 | 100% | 0 | 0.31 | 100% | 0.31
90 | 2016 | Eversource Electric | Residential | HES - HVAC | HES HVAC | Geothermal Heat Pump - Cooling | 40 | 750 |  | 1500 | 18 | 368.42 | 5% | 5% | 65% | 25% | 100% | 368.42 | 0.473 | 100% | 0.473 | 0 | 100% | 0
91 | 2016 | Eversource Electric | Residential | HES - HVAC | HES HVAC | Heat Pump Water Heater | 685 | 400 |  | 1200 | 10 | 1961 | 55% | 30% | 5% | 10% | 100% | 1961 | 0.178 | 100% | 0.178 | 0.234 | 100% | 0.234
92 | 2016 | Eversource Gas | Residential | HES - HVAC | HES HVAC | Storage Water Heater | 297 | 100 |  | 100 | 11 | [13 empty] | 1.0719 | 2 | 100% | 1.0719
93 | 2016 | Eversource Gas | Residential | HES - HVAC | HES HVAC | On-Demand Tankless Water Heater | 550 | 486 |  | 2014 | 20 | [13 empty] | 3.8114 | 2 | 100% | 3.8114
94 | 2016 | Eversource Electric | Residential | HES - Income Eligible | Core Services | BD Heating | 10363.9093 | 66.9161 | 182.623 |  | 20 | 91.7131 | 55% | 30% | 5% | 10% | 92.5% | 84.8346 | 0 | 92.5% | 0 | 0.01 | 92.5% | 0.00925 | 1.9306 | 4 | 92.5% | 1.7858
95 | 2016 | Eversource Electric | Residential | HES - Income Eligible | Core Services | BD Cooling | 4826.3843 |  |  |  | 20 | 10.5691 | 5% | 5% | 65% | 25% | 92.5% | 9.7765 | 0.001 | 92.5% | 0.000925 |  | 92.5%
96 | 2016 | Eversource Electric | Residential | HES - Income Eligible | Core Services | Prescriptive Air Sealing | 3691.6834 | 30.3746 | 80.0153 |  | 20 | 53.4394 | 55% | 30% | 5% | 10% | 56.5% | 30.1932 | 0 | 56.5% | 0 | 0 | 56.5% | 0 | 0.96528 | 4 | 56.5% | 0.54538
97 | 2016 | Eversource Electric | Residential | HES - Income Eligible | Core Services | Prescriptive Air Sealing | 1608.7948 | 38.601 |  |  | 20 | 14.7385 | 5% | 5% | 65% | 25% | 56.5% | 8.3273 | 0 | 56.5% | 0 |  | 56.5%
98 | 2016 | Eversource Electric | Residential | HES - Income Eligible | Core Services | DS Heating | 160.8795 | 29.8533 | 97.9077 |  | 20 | 103.2594 | 55% | 30% | 5% | 10% | 92.5% | 95.5149 | 0 | 92.5% | 0 | 0.1 | 92.5% | 0.0925 | 1.3203 | 4 | 92.5% | 1.2213
99 | 2016 | Eversource Electric | Residential | HES - Income Eligible | Core Services | DS Cooling | 160.8795 | 29.8533 |  |  | 20 | 75.1211 | 5% | 5% | 65% | 25% | 92.5% | 69.487 | 0.1 | 92.5% | 0.0925 | 0 | 92.5% | 0
100 | 2016 | Eversource Electric | Residential | HES - Income Eligible | Core Services | CFLs | 14479.1528 | 107.3471 |  |  | 4 | 265.2598 | 30% | 40% | 10% | 20% | 100% | 265.2598 | 0.016562 | 100% | 0.016562 | 0.02548 | 100% | 0.02548 | [12 empty] | -12.7325 | 10.5
101 | 2016 | Eversource Electric | Residential | HES - Income Eligible | Core Services | LED | 14479.1528 | 92.0118 |  |  | 10 | 131.1724 | 30% | 40% | 10% | 20% | 100% | 131.1724 | 0.0078 | 100% | 0.0078 | 0.01092 | 100% | 0.01092 | [12 empty] | -6.2963 | 21
102 | 2016 | Eversource Electric | Residential | HES - Income Eligible | Core Services | Fix | 14479.1528 | 53.6736 |  |  | 10 | 67.2082 | 30% | 40% | 10% | 20% | 100% | 67.2082 | 0.0039 | 100% | 0.0039 | 0.00364 | 100% | 0.00364 | [12 empty] | -3.226 | 5
103 | 2016 | Eversource Electric | Residential | HES - Income Eligible | Core Services | DHW | 12870.3581 | 21.9304 | 16.3346 |  | 6 | 42.4162 | 30% | 30% | 20% | 20% | 100% | 42.4162 | 0 | 100% | 0 | 0 | 100% | 0 | 0.39227 | 4 | 100% | 0.39227 | [7 empty] | 1200
104 | 2016 | Eversource Electric | Residential | HES - Income Eligible | Add on | Insulation Heating | 4097.5246 | 205.0353 | 340.525 |  | 25 | 198.8898 | 55% | 30% | 5% | 10% | 70% | 139.2228 | 0 | 70% | 0 | 0 | 70% | 0 | 0.91187 | 4 | 70% | 0.63831
105 | 2016 | Eversource Electric | Residential | HES - Income Eligible | Add on | Insulation Cooling | 160.8795 |  |  |  | 25 | 16.6538 | 5% | 5% | 65% | 25% | 70% | 11.6577 | 0 | 70% | 0 | 0 | 70% | 0
106 | 2016 | Eversource Electric | Residential | HES - Income Eligible | Add on | HVAC Heating | 804.3974 | 634.9399 | 1613.0095 |  | 18 | 435.4273 | 55% | 30% | 5% | 10% | 90% | 391.8846 | 0 | 90% | 0 | 0.1 | 90% | 0.09 | 1.6643 | 4 | 64% | 1.0651
107 | 2016 | Eversource Electric | Residential | HES - Income Eligible | Add on | HVAC Cooling | 804.3974 |  |  |  | 18 | 59.3663 | 5% | 5% | 65% | 25% | 90% | 53.4297 | 0.1 | 90% | 0.09 | 0 | 90% | 0
108 | 2016 | Eversource Electric | Residential | HES - Income Eligible | Add on | Clean Test/Repairs Heating | 122.0775 | 0 | 144.0508 |  | 1 | 0 | 55% | 30% | 5% | 10% | 100% | 0 | 0 | 100% | 0 | 0 | 100% | 0 | 0.069345 | 4 | 100% | 0.069345
109 | 2016 | Eversource Electric | Residential | HES - Income Eligible | Add on | Windows Heating | 482.6384 | 223.4054 | 1657.8343 |  | 25 | 95.3136 | 55% | 30% | 5% | 10% | 100% | 95.3136 | 0 | 100% | 0 | 0 | 100% | 0 | 0.90149 | 4 | 100% | 0.90149
110 | 2016 | Eversource Electric | Residential | HES - Income Eligible | Add on | Windows Cooling | 482.6384 | 223.4054 |  |  | 25 | 9.5314 | 5% | 5% | 65% | 25% | 100% | 9.5314 | 0 | 100% | 0 | 0 | 100% | 0
111 | 2016 | Eversource Electric | Residential | HES - Income Eligible | Add on | Refrigerators/Freezer | 2537.3306 | 628.735 |  | 100 | 12 | 651.5549 | 30% | 30% | 20% | 20% | 100% | 651.5549 | 0.11728 | 100% | 0.11728 | 0.065155 | 100% | 0.065155
112 | 2016 | Eversource Electric | Residential | HES - Income Eligible | Add on | HPWH | 4.2204 | 800 |  |  | 10 | 1400 | 30% | 30% | 20% | 20% | 100% | 1400 | 0.17 | 100% | 0.17 | 0.2 | 100% | 0.2
113 | 2016 | Eversource Electric | Residential | HES - Income Eligible | Add on | ECM | 160.8795 | 120 |  |  | 15 | 228.3255 | 55% | 30% | 5% | 10% | 100% | 228.3255 | 0 | 100% | 0 | 0 | 100% | 0
114 | 2016 | Eversource Electric | Residential | HES - Income Eligible | Add on | Wi-fi T-stat | 136.6953 | 33.6529 |  |  | 15 | 13.5865 | 55% | 30% | 5% | 10% | 100% | 13.5865 | 0 | 100% | 0 | 0 | 100% | 0
115 | 2016 | Eversource Electric | Residential | HES - Income Eligible | Core Services | Admin | 14479.1528 | 25.489 | 22.4034
116 | 2016 | Eversource Gas | Residential | HES - Income Eligible | Core Services | BD Heating | 3555.7039 | 494.4399 |  |  | 20 | [13 empty] | 8.2079 | 3 | 92.5% | 7.5923 |  |  |  |  | 0.080191 | 92.5% | 0.074177
117 | 2016 | Eversource Gas | Residential | HES - Income Eligible | Core Services | Prescriptive Air Sealing | 1422.2816 | 88.3951 |  |  | 20 | [13 empty] | 7.6513 | 3 | 56.5% | 4.323 |  |  |  |  | 0.074753 | 56.5% | 0.042236
118 | 2016 | Eversource Gas | Residential | HES - Income Eligible | Core Services | DS heating | 47.4094 | 202.125 |  |  | 20 | [13 empty] | 4.1633 | 3 | 93% | 3.8719 |  |  |  |  | 0.040676 | 93% | 0.037828
119 | 2016 | Eversource Gas | Residential | HES - Income Eligible | Core Services | DHW | 3792.7509 | 30 |  |  | 5 | [13 empty] | 0.91388 | 2 | 100% | 0.91388 |  |  |  |  | 0.0029336 | 100% | 0.0029336 | 1200
120 | 2016 | Eversource Gas | Residential | HES - Income Eligible | Add on | Insulation Heating | 1257.4734 | 1000 |  |  | 25 | [13 empty] | 4.4404 | 3 | 70% | 3.1083 |  |  |  |  | 0.043383 | 70% | 0.030368
121 | 2016 | Eversource Gas | Residential | HES - Income Eligible | Add on | HVAC Heating | 237.0469 | 1710 |  |  | 18 | [13 empty] | 11.2307 | 3 | 63.7% | 7.154 |  |  |  |  | 0.10972 | 63.7% | 0.069894
122 | 2016 | Eversource Gas | Residential | HES - Income Eligible | Add on | Windows Heating | 142.2282 | 2925 |  |  | 20 | [13 empty] | 32.1048 | 3 | 100% | 32.1048 |  |  |  |  | 0.31366 | 100% | 0.31366
123 | 2016 | Eversource Gas | Residential | HES - Income Eligible | Add on | Clean Test/Repairs Heating | 14.4478 | 300 |  |  | 1 | [13 empty] | 3.6015 | 3 | 100% | 3.6015 |  |  |  |  | 0.035187 | 100% | 0.035187
124 | 2016 | Eversource Gas | Residential | HES - Income Eligible | Add on | Wi-fi T-stat | 14.4478 | 100 |  |  | 15 | [13 empty] | 8.6436 | 3 | 100% | 8.6436 |  |  |  |  | 0.084448 | 100% | 0.084448
125 | 2016 | Eversource Gas | Residential | HES - Income Eligible | Core Services | Admin | 4266.8447 | 172
126 | 2016 | Eversource Electric | Residential | New Construction | HERS Path | Heating | 1440.437 | 381.5284 | 0 | 381.5284 | 25 | 433.9989 | 55% | 30% | 5% | 10% | 100% | 433.9989 | 0 | 100% | 0 | 0.13803 | 100% | 0.13803 | 2.9151 | 5 | 100% | 2.9151 | 0 | 0 | 0% | 0 | 0 | 0% | 0 | 0 | 0 | 0
127 | 2016 | Eversource Electric | Residential | New Construction | HERS Path | Cooling | 1440.437 | 381.5284 | 0 | 381.5284 | 25 | 151.674 | 5% | 5% | 65% | 25% | 100% | 151.674 | 0.074493 | 100% | 0.074493 | 0 | 100% | 0 | 0 | 0 | 0% | 0 | 0 | 0 | 0% | 0 | 0 | 0% | 0 | 0 | 0 | 0
128 | 2016 | Eversource Electric | Residential | New Construction | HERS Path | DHW | 1440.437 | 381.5284 | 0 | 381.5284 | 25 | 69.1316 | 30% | 30% | 20% | 20% | 100% | 69.1316 | 0.023619 | 100% | 0.023619 | 0.12342 | 100% | 0.12342 | 0.39693 | 5 | 100% | 0.39693 | 0 | 0 | 0% | 0 | 0 | 0% | 0 | 500 | 0 | 0
129 | 2016 | Eversource Electric | Residential | New Construction | HERS Path | Lighting | 1440.437 | 381.5284 | 0 | 381.5284 | 6 | 527.8446 | 30% | 30% | 20% | 20% | 100% | 527.8446 | 0.25644 | 100% | 0.25644 | 0.1675 | 100% | 0.1675 | 0 | 0 | 0% | 0 | 0 | 0 | 0% | 0 | 0 | 0% | 0 | 0 | 0 | 170
130 | 2016 | Eversource Electric | Residential | New Construction | Perscriptive | Heating | 411.2473 | 99.178 | 0 | 99.178 | 25 | 136.0707 | 55% | 30% | 5% | 10% | 100% | 136.0707 | 0 | 100% | 0 | 0.15747 | 100% | 0.15747 | 0 | 0 | 0% | 0 | 0 | 0 | 0% | 0 | 0 | 0% | 0 | 0 | 0 | 0
131 | 2016 | Eversource Electric | Residential | New Construction | Perscriptive | Cooling | 411.2473 | 99.178 | 0 | 99.178 | 25 | 77.1496 | 5% | 5% | 65% | 25% | 100% | 77.1496 | 0.14661 | 100% | 0.14661 | 0 | 100% | 0 | 0 | 0 | 0% | 0 | 0 | 0 | 0% | 0 | 0 | 0% | 0 | 0 | 0 | 0
132 | 2016 | Eversource Electric | Residential | New Construction | Perscriptive | DHW | 411.2473 | 99.178 | 0 | 99.178 | 25 | 16.9093 | 30% | 30% | 20% | 20% | 100% | 16.9093 | 0.054901 | 100% | 0.054901 | 0.27287 | 100% | 0.27287 | 0 | 0 | 0% | 0 | 0 | 0 | 0% | 0 | 0 | 0% | 0 | 500 | 0 | 0
133 | 2016 | Eversource Electric | Residential | New Construction | Perscriptive | Lighting | 411.2473 | 99.178 | 0 | 99.178 | 6 | 238.4381 | 30% | 30% | 20% | 20% | 100% | 238.4381 | 0.5271 | 100% | 0.5271 | 0.27553 | 100% | 0.27553 | 0 | 0 | 0% | 0 | 0 | 0 | 0% | 0 | 0 | 0% | 0 | 0 | 0 | 170
134 | 2016 | Eversource Gas | Residential | New Construction | HERS Path | Heating | 475.2544 | 1048.1925 | 0 | 524.0962 | 25 | 0 | 0% | 0% | 0% | 0% | 100% | 0 |  | 100% |  |  | 100% |  | 9.4542 | 3 | 100% | 9.4542 | 0 | 0 | 0% | 0 | 0.092368 | 100% | 0.092368 | 0 | 0 | 0
135 | 2016 | Eversource Gas | Residential | New Construction | HERS Path | DHW | 475.2544 | 1048.1925 | 0 | 524.0962 | 20 | 0 | 0% | 0% | 0% | 0% | 100% | 0 |  | 100% |  |  | 100% |  | 5.3222 | 2 | 100% | 5.3222 | 0 | 0 | 0% | 0 | 0.017084 | 100% | 0.017084 | 500 | 0 | 0
136 | 2016 | Eversource Gas | Residential | New Construction | Perscriptive | Heating | 281.9311 | 272.3784 | 0 | 136.1892 | 25 | 0 | 0% | 0% | 0% | 0% | 100% | 0 |  | 100% |  |  | 100% |  | 16.7745 | 3 | 100% | 16.7745 | 0 | 0 | 0% | 0 | 0.16389 | 100% | 0.16389 | 0 | 0 | 0
137 | 2016 | Eversource Gas | Residential | New Construction | Perscriptive | DHW | 281.9311 | 272.3784 | 0 | 136.1892 | 20 | 0 | 0% | 0% | 0% | 0% | 100% | 0 |  | 100% |  |  | 100% |  | 7.0823 | 2 | 100% | 7.0823 | 0 | 0 | 0% | 0 | 0.022734 | 100% | 0.022734 | 500 | 0 | 0
138 | 2016 | Eversource Electric | C&I | Energy Conscious Blueprint | Energy Conscious Blueprint | Cooling | 1 | 2226692.0232 |  | 556673.0058 | 17.21 | 5566730.0581 | 3% | 2% | 80% | 15% | 72.24% | 4021405.794 | 2231.7026 | 54.7% | 1220.7413 | 248.3143 | 89.5% | 222.2413
139 | 2016 | Eversource Electric | C&I | Energy Conscious Blueprint | Energy Conscious Blueprint | Domestic Hot Water | 1 | 1614.6111 |  | 403.6528 | 10 | 17404.2163 | 50% | 10% | 30% | 10% | 76.45% | 13305.5234 | 1.9892 | 40% | 0.79568 | 1.9892 | 40% | 0.79568
140 | 2016 | Eversource Electric | C&I | Energy Conscious Blueprint | Energy Conscious Blueprint | Heating | 1 | 1693680.5876 |  | 423420.1469 | 15.035 | 4234201.469 | 60% | 35% | 5% | 0% | 88.65% | 3753619.6023 | 95.9176 | 68.8% | 65.9913 | 1355.3736 | 112.6% | 1526.1507
141 | 2016 | Eversource Electric | C&I | Energy Conscious Blueprint | Energy Conscious Blueprint | Lighting | 1 | 2053624.3104 |  | 513406.0776 | 14.5575 | 13850525.2295 | 50% | 10% | 30% | 10% | 99.41% | 13768807.1306 | 2180.9306 | 103.7% | 2261.625 | 1552.722 | 96.8% | 1503.0349 | -5024.2377 | 7 | 100% | -5024.2377 | [8 empty] | 50499.8539
142 | 2016 | Eversource Electric | C&I | Energy Conscious Blueprint | Energy Conscious Blueprint | Motor | 1 | 114323.4397 |  | 28580.8599 | 15.0002 | 744487.2433 | 50% | 10% | 30% | 10% | 76.45% | 569160.4975 | 15.9224 | 77.3% | 12.308 | 135.9193 | 80.9% | 109.9587
143 | 2016 | Eversource Electric | C&I | Energy Conscious Blueprint | Energy Conscious Blueprint | Other | 1 | 468309.9413 |  | 117077.4853 | 14.2192 | 2941630.31 | 50% | 10% | 30% | 10% | 76.45% | 2248876.372 | 582.4053 | 40% | 232.9621 | 325.6864 | 40% | 130.2746
144 | 2016 | Eversource Electric | C&I | Energy Conscious Blueprint | Energy Conscious Blueprint | Process | 1 | 3704926.2854 |  | 926231.5713 | 15.846 | 9262315.7134 | 50% | 10% | 30% | 10% | 57.69% | 5343429.9351 | 1346.4416 | 65.6% | 883.2657 | 1614.4444 | 68.2% | 1101.0511
145 | 2016 | Eversource Electric | C&I | Energy Conscious Blueprint | Energy Conscious Blueprint | Refrigeration | 1 | 322675.5997 |  | 80668.8999 | 14.5307 | 1280746.5772 | 30% | 30% | 20% | 20% | 105.2% | 1347089.2499 | 331.1718 | 106.4% | 352.3668 | 230.6095 | 111.3% | 256.6684
146 | 2016 | Eversource Gas | C&I | Energy Conscious Blueprint | Energy Conscious Blueprint | Heating - New Equipment | 1 | 236868.3339 |  | 85272.6002 | 17.7383 | [13 empty] | 5983.6944 | 7 | 85.7% | 5128.0261 |  |  |  |  | 66.6099 | 85.7% | 57.0847
147 | 2016 | Eversource Gas | C&I | Energy Conscious Blueprint | Energy Conscious Blueprint | Domestic Hot Water | 1 | 203616.3128 |  | 67193.3832 | 14.9412 | [13 empty] | 6219.2042 | 6 | 85.7% | 5329.858 |  |  |  |  | 6.1465 | 85.7% | 5.2675
148 | 2016 | Eversource Gas | C&I | Energy Conscious Blueprint | Energy Conscious Blueprint | Heating | 1 | 2375523.6491 |  | 855188.5137 | 14.5306 | [13 empty] | 49770.9783 | 7 | 85.7% | 42653.7284 |  |  |  |  | 345.9581 | 85.7% | 296.4861
149 | 2016 | Eversource Gas | C&I | Energy Conscious Blueprint | Energy Conscious Blueprint | None | 1 | 33936.0521 |  | 0 | 1 | [13 empty] | 0 | 6 | 85.7% | 0 |  |  |  |  | 0 | 85.7% | 0
150 | 2016 | Eversource Gas | C&I | Energy Conscious Blueprint | Energy Conscious Blueprint | Other | 1 | 81446.5251 |  | 19547.166 | 12.3782 | [13 empty] | 3831.8091 | 6 | 85.7% | 3283.8604 |  |  |  |  | 9.5248 | 85.7% | 8.1627
151 | 2016 | Eversource Gas | C&I | Energy Conscious Blueprint | Energy Conscious Blueprint | Process | 1 | 468317.5194 |  | 323139.0884 | 20 | [13 empty] | 8607.8892 | 6 | 85.7% | 7376.961 |  |  |  |  | 19.5964 | 85.7% | 16.7941
152 | 2016 | Eversource Electric | C&I | Energy Opportunities | Energy Opportunities | Cooling | 1 | 3246690.2783 |  | 6899216.8414 | 11.12 | 15150618.2705 | 3% | 2% | 80% | 15% | 80.8% | 12241699.5626 | 1536.5536 | 92.8% | 1425.9217 | 319.0043 | 128% | 408.3255
153 | 2016 | Eversource Electric | C&I | Energy Opportunities | Energy Opportunities | Domestic Hot Water | 1 | 2676.9883 |  | 5688.6002 | 7.0664 | 21459.8354 | 50% | 10% | 30% | 10% | 98.4% | 21116.4781 | 3.3812 | 113% | 3.8207 | 3.3812 | 155.8% | 5.2679
154 | 2016 | Eversource Electric | C&I | Energy Opportunities | Energy Opportunities | Heating | 1 | 1623345.1392 |  | 3449608.4207 | 11.83 | 5139296.1096 | 60% | 35% | 5% | 0% | 86.1% | 4424933.9504 | 23.869 | 98.8% | 23.5825 | 825.2433 | 136.3% | 1124.8066
155 | 2016 | Eversource Electric | C&I | Energy Opportunities | Energy Opportunities | Lighting | 1 | 16233451.3916 |  | 34496084.2072 | 11.58 | 70617161.5724 | 50% | 10% | 30% | 10% | 96.5% | 68145560.9174 | 9759.1665 | 110.8% | 10813.1565 | 8409.5486 | 152.8% | 12849.7903 | -24866.3152 | 7 | 100% | -24866.3152 | [8 empty] | 249937.4738
156 | 2016 | Eversource Electric | C&I | Energy Opportunities | Energy Opportunities | Motor | 1 | 359773.1228 |  | 764517.8858 | 13.4665 | 2694668.9782 | 50% | 10% | 30% | 10% | 93.9% | 2530294.1705 | 94.3801 | 107.9% | 101.8362 | 281.9557 | 148.8% | 419.5501
157 | 2016 | Eversource Electric | C&I | Energy Opportunities | Energy Opportunities | Other | 1 | 3246690.2783 |  | 6899216.8414 | 13.11 | 6945766.3182 | 50% | 10% | 30% | 10% | 98.4% | 6834634.0571 | 776.7886 | 113% | 877.7711 | 1244.7358 | 155.8% | 1939.2984
158 | 2016 | Eversource Electric | C&I | Energy Opportunities | Energy Opportunities | Process | 1 | 1298676.1113 |  | 2759686.7366 | 11.27 | 5976878.2758 | 50% | 10% | 30% | 10% | 97.8% | 5845386.9537 | 613.971 | 112.3% | 689.4894 | 579.4432 | 154.9% | 897.5576
159 | 2016 | Eversource Electric | C&I | Energy Opportunities | Energy Opportunities | Refrigeration | 1 | 544691.9563 |  | 1157470.4071 | 8.62 | 2497704.6689 | 30% | 30% | 20% | 20% | 97.8% | 2442755.1662 | 104.7633 | 112.3% | 117.6492 | 187.2161 | 154.9% | 289.9978
160 | 2016 | Eversource Electric | C&I | Energy Opportunities | Energy Opportunities | Comp | 1 | 5910907.5171 |  | 0 | 0 | 0 |  |  |  |  | 100% | 0 | 0 | 100% | 0 | 0 | 100% | 0
161 | 2016 | Eversource Gas | C&I | Energy Opportunities | Energy Opportunities | Domestic Hot Water | 1 | 193339.3072 |  | 390545.4006 | 10.2903 | [13 empty] | 10968.2658 | 6 | 84.8% | 9301.0894 |  |  |  |  | 30.3868 | 101% | 30.6907
162 | 2016 | Eversource Gas | C&I | Energy Opportunities | Energy Opportunities | Heating | 1 | 1502761.6 |  | 2795136.576 | 11.8457 | [13 empty] | 66289.7398 | 7 | 84.8% | 56213.6993 |  |  |  |  | 414.0004 | 101% | 418.1404
163 | 2016 | Eversource Gas | C&I | Energy Opportunities | Energy Opportunities | Other | 1 | 173756.81 |  | 0 | 1 | [13 empty] | 0 | 6 | 84.8% | 0 |  |  |  |  | 0 | 101% | 0
164 | 2016 | Eversource Gas | C&I | Energy Opportunities | Energy Opportunities | Process | 1 | 8688.6656 |  | 13032.9984 | 10.0005 | [13 empty] | 1386.3646 | 6 | 84.8% | 1175.6372 |  |  |  |  | 3.7205 | 101% | 3.7578
165 | 2016 | Eversource Electric | C&I | Small Business | Small Business | Cooling | 1 | 192333.6812 |  | 288500.5217 | 10.9649 | 620906.9019 | 3% | 2% | 80% | 15% | 81.7% | 507280.9389 | 97.2378 | 76.3% | 74.1925 | 10.9737 | 80.1% | 8.7899
166 | 2016 | Eversource Electric | C&I | Small Business | Small Business | Domestic Hot Water | 1 | 1451.4302 |  | 2177.1453 | 9.132 | 36158.5452 | 50% | 10% | 30% | 10% | 95.9% | 34676.0448 | 1.9693 | 89.6% | 1.7645 | 1.9693 | 94% | 1.8512
167 | 2016 | Eversource Electric | C&I | Small Business | Small Business | Heating | 1 | 12902.7973 |  | 19354.196 | 12.0949 | 64785.8132 | 60% | 35% | 5% | 0% | 96.2% | 62323.9523 | 2.2881 | 89.9% | 2.057 | 4.0639 | 94.3% | 3.8323
168 | 2016 | Eversource Electric | C&I | Small Business | Small Business | Lighting | 1 | 9385341.529 |  | 14078012.2935 | 12.1883 | 31433849.3194 | 50% | 10% | 30% | 10% | 94.9% | 29830723.0041 | 4223.1022 | 88.7% | 3745.8917 | 4643.3153 | 93.1% | 4322.9265 | -10885.2308 | 7 | 100% | -10885.2308 | [8 empty] | 109410.1428
169 | 2016 | Eversource Electric | C&I | Small Business | Small Business | Motor | 1 | 6255.6879 |  | 9383.5318 | 10 | 20852.2929 | 50% | 10% | 30% | 10% | 95.9% | 19997.3489 | 0 | 89.6% | 0 | 0 | 94% | 0
170 | 2016 | Eversource Electric | C&I | Small Business | Small Business | Other | 1 | 35339.161 |  | 53008.7414 | 8.8205 | 53058.1686 | 50% | 10% | 30% | 10% | 95.9% | 50882.7837 | 2.7207 | 89.6% | 2.4377 | 2.7207 | 94% | 2.5574
171 | 2016 | Eversource Electric | C&I | Small Business | Small Business | Process | 1 | 17028.2342 |  | 25542.3512 | 15 | 80217.2385 | 50% | 10% | 30% | 10% | 95.9% | 76928.3317 | 13.5236 | 89.6% | 12.1171 | 13.5236 | 94% | 12.7122
172 | 2016 | Eversource Electric | C&I | Small Business | Small Business | Refrigeration | 1 | 643718.8641 |  | 965578.2961 | 12.5569 | 2930933.5366 | 30% | 30% | 20% | 20% | 94.9% | 2781455.9262 | 177.1614 | 88.6% | 156.965 | 177.1842 | 93% | 164.7813
173 | 2016 | Eversource Electric | C&I | Small Business | Small Business | Comp | 1 | 1954653.7958 |  | 0 | 0 | 0 |  |  |  |  | 100% | 0 | 0 | 100% | 0 | 0 | 100% | 0
174 | 2016 | Eversource Electric | C&I | Small Business | Small Business | None | 1 | 264918.5456 |  | 0 | 0 | 0 |  |  |  |  | 100% | 0 | 0 | 100% | 0 | 0 | 100% | 0
175 | 2016 | Eversource Gas | C&I | Small Business | Small Business | Domestic Hot Water | 1 | 8684.5102 |  | 16189.0199 | 9.4726 | [13 empty] | 573.4453 | 6 | 100% | 573.4453 |  |  |  |  | 10.2816 | 100% | 10.2816
176 | 2016 | Eversource Gas | C&I | Small Business | Small Business | Heating | 1 | 84821.8158 |  | 171320.6319 | 11.6271 | [13 empty] | 3157.7646 | 7 | 100% | 3157.7646 |  |  |  |  | 29.9317 | 100% | 29.9317
177 | 2016 | Eversource Gas | C&I | Small Business | Small Business | Other | 1 | 41845.4291 |  | 165.9151 | 8 | [13 empty] | 194.4767 | 6 | 100% | 194.4767 |  |  |  |  | 0 | 100% | 0
178 | 2016 | Eversource Gas | C&I | Small Business | Small Business | Process | 1 | 53178.9928 |  | 79768.4892 | 14 | [13 empty] | 3125.7537 | 6 | 100% | 3125.7537 |  |  |  |  | 10.5599 | 100% | 10.5599
179 | 2016 | Eversource Gas | C&I | Small Business | Small Business | Water | 1 | 0 |  | 0 | 1 | [13 empty] | 0 | 6 | 100% | 0 |  |  |  |  | 0 | 100% | 0
180 | 2016 | Eversource Electric | C&I | Business and Energy Sustainability | O&M | Cooling | 1 | 31902.2074 |  | 56715.0354 | 10 | 325077.5763 | 3% | 2% | 80% | 15% | 73% | 237306.6307 | 7.9498 | 84% | 6.6779 | 0 | 101% | 0
181 | 2016 | Eversource Electric | C&I | Business and Energy Sustainability | O&M | Lighting | 1 | 485246.725 |  | 862660.8445 | 5 | 4229706.3173 | 50% | 10% | 30% | 10% | 73% | 3087685.6117 | 792.2193 | 84% | 665.4642 | 608.2542 | 101% | 614.3367 | -1126.6965 | 7 | 100% | -1126.6965 | [8 empty] | 11324.7045
182 | 2016 | Eversource Electric | C&I | Business and Energy Sustainability | O&M | Other | 1 | 448502.5858 |  | 797337.9303 | 5 | 2885070.9824 | 50% | 10% | 30% | 10% | 73% | 2106101.8172 | 128.7151 | 84% | 108.1207 | 128.7151 | 101% | 130.0023
183 | 2016 | Eversource Electric | C&I | Business and Energy Sustainability | O&M | Process | 1 | 165931.5879 |  | 294989.4896 | 5.2388 | 761340.52 | 50% | 10% | 30% | 10% | 73% | 555778.5796 | 57.141 | 84% | 47.9984 | 57.141 | 101% | 57.7124
184 | 2016 | Eversource Electric | C&I | Business and Energy Sustainability | O&M | Refrigeration | 1 | 477812.7389 |  | 849444.8691 | 10 | 2295359.7074 | 30% | 30% | 20% | 20% | 73% | 1675612.5864 | 123.5953 | 84% | 103.8201 | 319.2279 | 101% | 322.4202
185 | 2016 | Eversource Electric | C&I | Business and Energy Sustainability | RCx | Cooling | 1 | 1826290.9049 |  | 4565727.2622 | 8 | 17402493.3982 | 3% | 2% | 80% | 15% | 74% | 12877845.1147 | 1231.1832 | 113% | 1391.2371 | 1115.5204 | 90% | 1003.9683
186 | 2016 | Eversource Electric | C&I | Business and Energy Sustainability | RCx | Heating | 1 | 453286.8042 |  | 1133217.0106 | 8 | 3193439.0053 | 60% | 35% | 5% | 0% | 74% | 2363144.8639 | 473.3208 | 113% | 534.8525 | 84.1779 | 90% | 75.7601
187 | 2016 | Eversource Electric | C&I | Business and Energy Sustainability | RCx | Process | 1 | 134516.0583 |  | 336290.1459 | 8 | 1116016.0977 | 50% | 10% | 30% | 10% | 74% | 825851.9123 | 0 | 113% | 0 | 0 | 90% | 0
188 | 2016 | Eversource Gas | C&I | Business and Energy Sustainability | O&M | Heating | 1 | 216312.1546 |  | 324468.2318 | 6.031 | [13 empty] | 14883.3094 | 7 | 87% | 12948.4791 |  |  |  |  | 63.898 | 108% | 69.0098
189 | 2016 | Eversource Gas | C&I | Business and Energy Sustainability | O&M | None | 1 | 0 |  | 0 | 1 | [13 empty] | 0 | 6 | 87% | 0 |  |  |  |  | 0 | 108% | 0
190 | 2016 | Eversource Gas | C&I | Business and Energy Sustainability | O&M | Other | 1 | 64893.6464 |  | 0 | 1 | [13 empty] | 0 | 6 | 87% | 0 |  |  |  |  | 0 | 108% | 0
191 | 2016 | Eversource Gas | C&I | Business and Energy Sustainability | O&M | Process | 1 | 26412.046 |  | 39618.0691 | 5 | [13 empty] | 6850.5996 | 6 | 87% | 5960.0217 |  |  |  |  | 2.4268 | 108% | 2.621
192 | 2016 | Eversource Gas | C&I | Business and Energy Sustainability | RCx | Heating | 1 | 206011.5758 |  | 309017.3637 | 8 | [13 empty] | 23834.9937 | 7 | 60% | 14300.9962 |  |  |  |  | 70.358 | 72% | 50.6578
193 | 2016 | Eversource Electric | C&I | Business and Energy Sustainability | PRIME | Process | 1 | 537000 |  | 0 | 5 | 2185036.7372 | 50% | 10% | 30% | 10% | 100% | 2185036.7372 | 0 | 100% | 0 | 0 | 100% | 0 | [13 empty] | 3925387.2
194
195
196
197
198
199
200
201
202
203
204
205
206
207
208
209
210
211
212
213
214
215
216
217
218
219
220
221
222
223
224
225
226
227
228
229
230
231
232
233
234
235
236
237
238
239
240
241
242
243
244
245
246
247
248
249
250
251
252
253
254
255
256
257
258
259
260
261
262
263
264
265
266
267
268
269
270
271
272
273
274
275
276
277
278
279
280
281
282
283
284
285
286
287
288
289
290
291
292
293
294
295
296
297
298
299
300
301
302
303
304
305
306
307
308
309
310
311
312
313
314
315
316
317
318
319
320
321
322
323
324
325
326
327
328
329
330
331
332
333
334
335
336
337
338
339
340
341
342
343
344
345
346
347
348
349
350
351
352
353
354
355
356
357
358
359
360
361
362
363
364
365
366
367
368
369
370
371
372
373
374
375
376
377
378
379
380
381
382
383
384
385
386
387
388
389
390
391
392
393
394
395
396
397
398
399
400
401 | 2017 | Eversource Electric | Residential | Retail Products | Lighting Big Box | Spiral CFLs | 28092.6918 | 0.80518 |  | 0.80518 | 4 | 44.8046 | 30% | 40% | 10% | 20% | 45.9% | 20.5653 | 0.0055556 | 45.9% | 0.00255 | 0.0085471 | 45.9% | 0.0039231 | [12 empty] | -0.98714 | 0.6885
402 | 2017 | Eversource Electric | Residential | Retail Products | Lighting Big Box | General CFL bulbs | 0 | 0.96 |  | 0.96 | 4 | 38.806 | 30% | 40% | 10% | 20% | 45.9% | 17.812 | 0.0048118 | 45.9% | 0.0022086 | 0.0074028 | 45.9% | 0.0033979 | [12 empty] | -0.85497 | 0.6885
403 | 2017 | Eversource Electric | Residential | Retail Products | Lighting Big Box | Non General CFLs | 0 | 0 |  | 0 | 5 | 45.8835 | 30% | 40% | 10% | 20% | 0% | 0 | 0.0056894 | 0% | 0 | 0.0087529 | 0% | 0 | [12 empty] | 0 | 0
404 | 2017 | Eversource Electric | Residential | Retail Products | Lighting Big Box | General LED | 988862.7514 | 2.7891 |  | 2.7891 | 8 | 28.716 | 30% | 40% | 10% | 20% | 73.8% | 21.1924 | 0.0035607 | 73.8% | 0.0026278 | 0.005478 | 73.8% | 0.0040427 | [12 empty] | -1.0172 | 2.214
405 | 2017 | Eversource Electric | Residential | Retail Products | Lighting Big Box | Non General LED | 100628.022 | 2.8069 |  | 2.8069 | 8 | 15.954 | 30% | 40% | 10% | 20% | 73.8% | 11.7741 | 0.0019782 | 73.8% | 0.0014599 | 0.0030434 | 73.8% | 0.0022461 | [12 empty] | -0.56516 | 7.9704
406 | 2017 | Eversource Electric | Residential | Retail Products | Lighting Big Box | Directional/Downlight | 674224.6032 | 5.154 |  | 5.154 | 8 | 37.2745 | 30% | 40% | 10% | 20% | 73.8% | 27.5086 | 0.0046219 | 73.8% | 0.003411 | 0.0071106 | 73.8% | 0.0052476 | [12 empty] | -1.3204 | 5.535
407 | 2017 | Eversource Electric | Residential | Retail Products | Lighting Big Box | Indoor Hard Wired LED | 25283.4226 | 10 |  | 10 | 8 | 60.5401 | 30% | 40% | 10% | 20% | 73.8% | 44.6786 | 0.0075067 | 73.8% | 0.00554 | 0.011549 | 73.8% | 0.008523 | [12 empty] | -2.1446 | 3.69
408 | 2017 | Eversource Electric | Residential | Retail Products | Lighting Big Box | Outdoor hard wired LED | 8427.8075 | 10 |  | 10 | 6 | 34.0254 | 30% | 40% | 10% | 20% | 73.8% | 25.1108 | 0.004219 | 73.8% | 0.0031136 | 0.0064908 | 73.8% | 0.0047902 | [12 empty] | -1.2053 | 3.69
409 | 2017 | Eversource Electric | Residential | Retail Products | Lighting Big Box | Ceiling Fan | 29.8678 | 10 |  | 10 | 8 | 77.6753 | 30% | 40% | 10% | 20% | 82.3% | 63.9267 | 0.0096314 | 82.3% | 0.0079267 | 0.014818 | 82.3% | 0.012195 | [12 empty] | -3.0685 | 4.115
410 | 2017 | Eversource Electric | Residential | Retail Products | Lighting Big Box | Indoor Hard Wired | 144.8588 | 10 |  | 10 | 8 | 105.1562 | 30% | 40% | 10% | 20% | 82.3% | 86.5435 | 0.013039 | 82.3% | 0.010731 | 0.02006 | 82.3% | 0.016509 | [12 empty] | -4.1541 | 4.115
411 | 2017 | Eversource Electric | Residential | Retail Products | Lighting Big Box | Outdoor Hard Wired | 144.8588 | 10 |  | 10 | 6 | 105.1562 | 30% | 40% | 10% | 20% | 82.3% | 86.5435 | 0.013039 | 82.3% | 0.010731 | 0.02006 | 82.3% | 0.016509 | [12 empty] | -4.1541 | 4.115
412 | 2017 | Eversource Electric | Residential | Retail Products | Lighting Big Box | Portable Lamp | 109.0174 | 5 |  | 5 | 8 | 85.8655 | 30% | 40% | 10% | 20% | 72% | 61.8232 | 0.010647 | 72% | 0.0076658 | 0.01638 | 72% | 0.011794 | [12 empty] | -2.9675 | 2.16
413 | 2017 | Eversource Electric | Residential | Retail Products | Lighting Big Box | Torchiere | 64.2157 | 5 |  | 5 | 8 | 118.8907 | 30% | 40% | 10% | 20% | 72% | 85.6013 | 0.014742 | 72% | 0.010614 | 0.02268 | 72% | 0.01633 | [12 empty] | -4.1089 | 2.16
414 | 2017 | Eversource Electric | Residential | Retail Products | Hard To Reach | Spiral CFLs | 168556.1508 | 0.80518 |  | 0.80518 | 4 | 44.8046 | 30% | 40% | 10% | 20% | 45.9% | 20.5653 | 0.0055556 | 45.9% | 0.00255 | 0.0085471 | 45.9% | 0.0039231 | [12 empty] | -0.98714 | 0.6885
415 | 2017 | Eversource Electric | Residential | Retail Products | Hard To Reach | General CFL bulbs | 28.0927 | 0.96 |  | 0.96 | 4 | 38.806 | 30% | 40% | 10% | 20% | 45.9% | 17.812 | 0.0048118 | 45.9% | 0.0022086 | 0.0074028 | 45.9% | 0.0033979 | [12 empty] | -0.85497 | 0.6885
416 | 2017 | Eversource Electric | Residential | Retail Products | Hard To Reach | Non General CFLs | 0 | 0 |  | 0 | 5 | 45.8835 | 30% | 40% | 10% | 20% | 0% | 0 | 0.0056894 | 0% | 0 | 0.0087529 | 0% | 0 | [12 empty] | 0 | 0
417 | 2017 | Eversource Electric | Residential | Retail Products | Hard To Reach | General LED | 471608.8729 | 4.1266 |  | 4.1266 | 8 | 28.716 | 30% | 40% | 10% | 20% | 73.8% | 21.1924 | 0.0035607 | 73.8% | 0.0026278 | 0.005478 | 73.8% | 0.0040427 | [12 empty] | -1.0172 | 2.214
418 | 2017 | Eversource Electric | Residential | Retail Products | Hard To Reach | Non General LED | 67422.4603 | 4.153 |  | 4.153 | 8 | 15.954 | 30% | 40% | 10% | 20% | 73.8% | 11.7741 | 0.0019782 | 73.8% | 0.0014599 | 0.0030434 | 73.8% | 0.0022461 | [12 empty] | -0.56516 | 7.9704
419 | 2017 | Eversource Electric | Residential | Retail Products | Hard To Reach | Directional/Downlight | 252834.2262 | 5.5921 |  | 5.5921 | 8 | 37.2745 | 30% | 40% | 10% | 20% | 73.8% | 27.5086 | 0.0046219 | 73.8% | 0.003411 | 0.0071106 | 73.8% | 0.0052476 | [12 empty] | -1.3204 | 5.535
420 | 2017 | Eversource Electric | Residential | Retail Products | Hard To Reach | Indoor Hard Wired LED | 16855.6151 | 10 |  | 10 | 8 | 60.5401 | 30% | 40% | 10% | 20% | 73.8% | 44.6786 | 0.0075067 | 73.8% | 0.00554 | 0.011549 | 73.8% | 0.008523 | [12 empty] | -2.1446 | 3.69
421 | 2017 | Eversource Electric | Residential | Retail Products | Hard To Reach | Outdoor hard wired LED | 5618.5384 | 10 |  | 10 | 6 | 34.0254 | 30% | 40% | 10% | 20% | 73.8% | 25.1108 | 0.004219 | 73.8% | 0.0031136 | 0.0064908 | 73.8% | 0.0047902 | [12 empty] | -1.2053 | 3.69
422 | 2017 | Eversource Electric | Residential | Retail Products | Hard To Reach | Ceiling Fan | 19.9119 | 10 |  | 10 | 8 | 77.6753 | 30% | 40% | 10% | 20% | 82.3% | 63.9267 | 0.0096314 | 82.3% | 0.0079267 | 0.014818 | 82.3% | 0.012195 | [12 empty] | -3.0685 | 4.115
423 | 2017 | Eversource Electric | Residential | Retail Products | Hard To Reach | Indoor Hard Wired | 96.5725 | 10 |  | 10 | 8 | 105.1562 | 30% | 40% | 10% | 20% | 82.3% | 86.5435 | 0.013039 | 82.3% | 0.010731 | 0.02006 | 82.3% | 0.016509 | [12 empty] | -4.1541 | 4.115
424 | 2017 | Eversource Electric | Residential | Retail Products | Hard To Reach | Outdoor Hard Wired | 96.5725 | 10 |  | 10 | 6 | 105.1562 | 30% | 40% | 10% | 20% | 82.3% | 86.5435 | 0.013039 | 82.3% | 0.010731 | 0.02006 | 82.3% | 0.016509 | [12 empty] | -4.1541 | 4.115
425 | 2017 | Eversource Electric | Residential | Retail Products | Hard To Reach | Portable Lamp | 72.6783 | 5 |  | 5 | 8 | 85.8655 | 30% | 40% | 10% | 20% | 72% | 61.8232 | 0.010647 | 72% | 0.0076658 | 0.01638 | 72% | 0.011794 | [12 empty] | -2.9675 | 2.16
426 | 2017 | Eversource Electric | Residential | Retail Products | Hard To Reach | Torchiere | 42.8105 | 5 |  | 5 | 8 | 118.8907 | 30% | 40% | 10% | 20% | 72% | 85.6013 | 0.018428 | 72% | 0.013268 | 0.02268 | 72% | 0.01633 | [12 empty] | -4.1089 | 2.16
427 | 2017 | Eversource Electric | Residential | Retail Products | Efficient product | Refrigerators | 200 | 50 |  | 50 | 12 | 100 | 30% | 30% | 20% | 20% | 54% | 54 | 0.03668 | 54% | 0.019807 | 0.0055674 | 54% | 0.0030064 | [12 empty] | 0 | 0
428 | 2017 | Eversource Electric | Residential | Retail Products | Efficient product | Freezer | 35 | 25 |  | 25 | 11 | 70 | 30% | 30% | 20% | 20% | 70% | 49 | 0.025676 | 70% | 0.017973 | 0.0050519 | 70% | 0.0035363 | [12 empty] | 0 | 0
429 | 2017 | Eversource Electric | Residential | Retail Products | Efficient product | Clothes washers | 895 | 50 |  | 50 | 11 | 256.1087 | 30% | 30% | 20% | 20% | 55% | 140.8598 | 0 | 0% | 0 | 0 | 0% | 0 | [12 empty] | 0 | 0
430 | 2017 | Eversource Electric | Residential | Retail Products | Efficient product | Dryers | 310 | 120 |  | 120 | 11 | 250 | 30% | 30% | 20% | 20% | 85% | 212.5 | 0 | 0% | 0 | 0 | 0% | 0 | [12 empty] | 0 | 0
431 | 2017 | Eversource Electric | Residential | Home Energy Solutions (HES) | Core Services SF | Admin and Blower Door (Oil) | 7854.3941 | 828.1522 |  | 99 | 20 | 50 | 55% | 30% | 5% | 10% | 92.5% | 46.25 | 0.015 | 92.5% | 0.013875 | 0.0075 | 92.5% | 0.0069375 | 8.8604 | 4 | 92.5% | 8.1959
432 | 2017 | Eversource Electric | Residential | Home Energy Solutions (HES) | Core Services SF | Admin and Blower Door (Propane) | 722.2431 | 712.7906 |  | 99 | 20 | 50 | 55% | 30% | 5% | 10% | 92.5% | 46.25 | 0.015 | 92.5% | 0.013875 | 0.0075 | 92.5% | 0.0069375 | 7.2718 | 5 | 92.5% | 6.7264
433 | 2017 | Eversource Electric | Residential | Home Energy Solutions (HES) | Core Services SF | Admin and Blower Door (Electric) | 1404.5949 | 689.069 |  | 99 | 20 | 815 | 55% | 30% | 5% | 10% | 92.5% | 753.875 | 0.015 | 92.5% | 0.013875 | 0.416 | 92.5% | 0.3848
434 | 2017 | Eversource Electric | Residential | Home Energy Solutions (HES) | Core Services SF | Admin and Blower Door (Eversource Gas) | 1819.2917 | 97.0294 |  | 12.8815 | 20 | 50 | 55% | 30% | 5% | 10% | 92.5% | 46.25 | 0.015 | 92.5% | 0.013875 | 0.416 | 92.5% | 0.3848
435 | 2017 | Eversource Electric | Residential | Home Energy Solutions (HES) | Core Services SF | Admin and Blower Door (SCG/CNG) | 1606.1512 | 97.0294 |  | 12.8815 | 20 | 50 | 55% | 30% | 5% | 10% | 92.5% | 46.25 | 0.015 | 92.5% | 0.013875 | 0.416 | 92.5% | 0.3848
436 | 2017 | Eversource Gas | Residential | Home Energy Solutions (HES) | Core Services SF | Admin and Blower Door (Eversource Gas) | 1819.2917 | 648.6848 |  | 86.1185 | 20 | [13 empty] | 7.7213 | 3 | 92.5% | 7.1422 |  |  |  |  | 0.077213 | 92.5% | 0.071422
437 | 2017 | Eversource Electric | Residential | Home Energy Solutions (HES) | Core Services SF | Duct and Air Flow (Oil) | 7854.3941 | 120.0549 |  | 0 | 20 | 56.315 | 30% | 30% | 20% | 20% | 92.5% | 52.0914 | 0.0805 | 92.5% | 0.074463 | 0.04025 | 92.5% | 0.037231 | 1.225 | 4 | 92.5% | 1.1331
438 | 2017 | Eversource Electric | Residential | Home Energy Solutions (HES) | Core Services SF | Duct and Air Flow (Propane) | 722.2431 | 131.8768 |  | 0 | 20 | 56.315 | 30% | 30% | 20% | 20% | 92.5% | 52.0914 | 0.0805 | 92.5% | 0.074463 | 0.04025 | 92.5% | 0.037231 | 1.225 | 5 | 92.5% | 1.1331
439 | 2017 | Eversource Electric | Residential | Home Energy Solutions (HES) | Core Services SF | Duct and Air Flow (Electric) | 1404.5949 | 59.4001 |  | 0 | 20 | 16.944 | 30% | 30% | 20% | 20% | 92.5% | 15.6732 | 0.0368 | 92.5% | 0.03404 | 0.0184 | 92.5% | 0.01702
440 | 2017 | Eversource Electric | Residential | Home Energy Solutions (HES) | Core Services SF | Duct and Air Flow (Eversource Gas) | 1819.2917 | 60.1919 |  | 0 | 20 | 56.315 | 30% | 30% | 20% | 20% | 92.5% | 52.0914 | 0.0805 | 92.5% | 0.074463 | 0.04025 | 92.5% | 0.037231
441 | 2017 | Eversource Electric | Residential | Home Energy Solutions (HES) | Core Services SF | Duct and Air Flow (SCG/CNG) | 1606.1512 | 60.1919 |  | 0 | 20 | 56.315 | 30% | 30% | 20% | 20% | 92.5% | 52.0914 | 0.0805 | 92.5% | 0.074463 | 0.04025 | 92.5% | 0.037231
442 | 2017 | Eversource Gas | Residential | Home Energy Solutions (HES) | Core Services SF | Duct and Air Flow (Eversource Gas) | 1819.2917 | 69.9182 |  | 0 | 20 | [13 empty] | 1.225 | 3 | 92.5% | 1.1331 |  |  |  |  | 0.01225 | 92.5% | 0.011331
443 | 2017 | Eversource Electric | Residential | Home Energy Solutions (HES) | Core Services SF | Aerators (Oil) | 7854.3941 | 4.1838 |  | 0 | 5 | [13 empty] | 0.25625 | 4 | 80% | 0.205 | [7 empty] | 985
444 | 2017 | Eversource Electric | Residential | Home Energy Solutions (HES) | Core Services SF | Aerators (Propane) | 722.2431 | 3.2709 |  | 0 | 5 | [13 empty] | 0.25625 | 5 | 80% | 0.205 | [7 empty] | 985
445 | 2017 | Eversource Electric | Residential | Home Energy Solutions (HES) | Core Services SF | Aerators (Electric) | 1404.5949 | 4.5078 |  | 0 | 5 | 61.2 | 30% | 30% | 20% | 20% | 80% | 48.96 | [17 empty] | 985
446 | 2017 | Eversource Electric | Residential | Home Energy Solutions (HES) | Core Services SF | Aerators (Eversource Gas) | 1819.2917 | 0.13759 |  | 0 | 5
447 | 2017 | Eversource Electric | Residential | Home Energy Solutions (HES) | Core Services SF | Aerators (SCG/CNG) | 1606.1512 | 0.13759 |  | 0 | 5
448 | 2017 | Eversource Gas | Residential | Home Energy Solutions (HES) | Core Services SF | Aerators (Eversource Gas) | 1819.2917 | 4.1968 |  | 0 | 5 | [13 empty] | 0.25625 | 3 | 80% | 0.205 |  |  |  |  | 0.00070205 | 100% | 0.00070205 | 985
449 | 2017 | Eversource Electric | Residential | Home Energy Solutions (HES) | Core Services SF | Showerheads (Oil) | 7854.3941 | 9.177 |  | 0 | 10 | [13 empty] | 0.55462 | 4 | 80% | 0.44369 | [7 empty] | 1047.7807
450 | 2017 | Eversource Electric | Residential | Home Energy Solutions (HES) | Core Services SF | Showerheads (Propane) | 722.2431 | 13.0687 |  | 0 | 10 | [13 empty] | 0.54288 | 5 | 80% | 0.4343 | [7 empty] | 1022.9399
451 | 2017 | Eversource Electric | Residential | Home Energy Solutions (HES) | Core Services SF | Showerheads (Electric) | 1404.5949 | 8.4762 |  | 0 | 10 | 128.3056 | 30% | 30% | 20% | 20% | 80% | 102.6445 | [17 empty] | 1030.0984
452 | 2017 | Eversource Electric | Residential | Home Energy Solutions (HES) | Core Services SF | Showerheads (Eversource Gas) | 1819.2917 | 0.33575 |  | 0 | 10
453 | 2017 | Eversource Electric | Residential | Home Energy Solutions (HES) | Core Services SF | Showerheads (SCG/CNG) | 1606.1512 | 0.33575 |  | 0 | 10
454 | 2017 | Eversource Gas | Residential | Home Energy Solutions (HES) | Core Services SF | Showerheads (Eversource Gas) | 1819.2917 | 8.5855 |  | 0 | 10 | [13 empty] | 0.53784 | 3 | 80% | 0.43027 |  |  |  |  | 0.0017265 | 100% | 0.0017265 | 1017.8989
455 | 2017 | Eversource Electric | Residential | Home Energy Solutions (HES) | Core Services SF | Pipe Insulation (Oil) | 7854.3941 | 5.5898 |  | 0 | 15 | [13 empty] | 0.539 | 4 | 80% | 0.4312
456 | 2017 | Eversource Electric | Residential | Home Energy Solutions (HES) | Core Services SF | Pipe Insulation (Propane) | 722.2431 | 4.36 |  | 0 | 15 | [13 empty] | 0.4545 | 5 | 80% | 0.3636
457 | 2017 | Eversource Electric | Residential | Home Energy Solutions (HES) | Core Services SF | Pipe Insulation (Electric) | 1404.5949 | 3.4004 |  | 0 | 15 | 86.5 | 30% | 30% | 20% | 20% | 80% | 69.2
458 | 2017 | Eversource Electric | Residential | Home Energy Solutions (HES) | Core Services SF | Pipe Insulation (Eversource Gas) | 1819.2917 | 0.24221 |  | 0 | 15
459 | 2017 | Eversource Electric | Residential | Home Energy Solutions (HES) | Core Services SF | Pipe Insulation (SCG/CNG) | 1606.1512 | 0.24221 |  | 0 | 15
460 | 2017 | Eversource Gas | Residential | Home Energy Solutions (HES) | Core Services SF | Pipe Insulation (Eversource Gas) | 1819.2917 | 5.1494 |  | 0 | 15 | [13 empty] | 0.47175 | 3 | 80% | 0.3774 |  |  |  |  | 0.0029693 | 100% | 0.0029693
461 | 2017 | Eversource Electric | Residential | Home Energy Solutions (HES) | Core Services SF | Lighting (Oil) | 7854.3941 | 317.4222 |  | 0 | 7 | 806.0959 | 30% | 40% | 10% | 20% | 90% | 725.4863 | 0.082959 | 100% | 0.082959 | 0.23921 | 90% | 0.21529 | [12 empty] | -16.6862 | 75.8463
462 | 2017 | Eversource Electric | Residential | Home Energy Solutions (HES) | Core Services SF | Lighting (Propane) | 722.2431 | 358.1459 |  | 0 | 7 | 954.072 | 30% | 40% | 10% | 20% | 90% | 858.6648 | 0.095 | 100% | 0.095 | 0.27415 | 90% | 0.24673 | [12 empty] | -3.4347 | 15.6121
463 | 2017 | Eversource Electric | Residential | Home Energy Solutions (HES) | Core Services SF | Lighting (Electric) | 1404.5949 | 258.849 |  | 0 | 7 | 612.5492 | 30% | 40% | 10% | 20% | 90% | 551.2943 | 0.065924 | 100% | 0.065924 | 0.19023 | 90% | 0.17121 | [13 empty] | 10.0153
464 | 2017 | Eversource Electric | Residential | Home Energy Solutions (HES) | Core Services SF | Lighting (Eversource Gas) | 1819.2917 | 283.8896 |  | 0 | 7 | 718.1781 | 30% | 40% | 10% | 20% | 90% | 646.3603 | 0.074196 | 100% | 0.074196 | 0.21419 | 90% | 0.19277 | [12 empty] | -7.11 | 32.318
465 | 2017 | Eversource Electric | Residential | Home Energy Solutions (HES) | Core Services SF | Lighting (SCG/CNG) | 1606.1512 | 283.8896 |  | 0 | 7 | 718.1781 | 30% | 40% | 10% | 20% | 90% | 646.3603 | 0.074196 | 100% | 0.074196 | 0.21419 | 90% | 0.19277 | [12 empty] | -7.11 | 32.318
466 | 2017 | Eversource Electric | Residential | Home Energy Solutions (HES) | Insulation SF | Insulation Oil | 1374.519 | 1102.6966 |  | 1102.6966 | 25 | 22.1574 | 30% | 30% | 20% | 20% | 68.8% | 15.2443 | 0.08146 | 68.8% | 0.056044 |  |  |  | 19.2473 | 4 | 68.8% | 13.2421
467 | 2017 | Eversource Electric | Residential | Home Energy Solutions (HES) | Insulation SF | Insulation Propane | 126.3925 | 1193.7435 |  | 1193.7435 | 25 | 35.1691 | 30% | 30% | 20% | 20% | 68.8% | 24.1963 | 0.12927 | 68.8% | 0.088941 |  |  |  | 20.5549 | 5 | 68.8% | 14.1418
468 | 2017 | Eversource Electric | Residential | Home Energy Solutions (HES) | Insulation SF | Insulation Electric Heat | 245.8041 | 1014.5426 |  | 1014.5426 | 25 | 2998.1303 | 30% | 30% | 20% | 20% | 68.8% | 2062.7136 | 0.060378 | 68.8% | 0.04154 | [6 empty] | 0
469 | 2017 | Eversource Electric | Residential | Home Energy Solutions (HES) | Insulation SF | Insulation Eversource Gas (Electric) | 318.3761 | 62.594 |  | 62.594 | 25 | 26.2058 | 30% | 30% | 20% | 20% | 68.8% | 18.0296 | 0.096375 | 68.8% | 0.066306 | [6 empty] | 0
470 | 2017 | Eversource Electric | Residential | Home Energy Solutions (HES) | Insulation SF | Insulation CNG/SCG Electric | 281.0765 | 62.594 |  | 62.594 | 25 | 26.2058 | 30% | 30% | 20% | 20% | 68.8% | 18.0296 | 0.096375 | 68.8% | 0.066306 | [6 empty] | 0
471 | 2017 | Eversource Gas | Residential | Home Energy Solutions (HES) | Insulation SF | Insulation Eversource Gas (Gas savings) | 318.3761 | 1027.3966 |  | 1027.3966 | 25 | [13 empty] | 18.728 | 3 | 68.8% | 10.3079
472 | 2017 | Eversource Gas | Residential | Home Energy Solutions (HES) | MF Gas | Multi-family Gas | 490.2333 | 616.3381 |  | 50 | 18.4625 | [13 empty] | 7.7279 | 3 | 100% | 7.7279
473 | 2017 | Eversource Electric | Residential | Home Energy Solutions (HES) | MF Electric | Multi-family Electric | 1300.6675 | 800 |  | 50 | 9 | 626.6984 | 30% | 30% | 20% | 20% | 100% | 626.6984 | 0.069718 | 100% | 0.069718 | 0.1743 | 100% | 0.1743
474 | 2017 | Eversource Gas | Residential | Home Energy Solutions (HES) | Windows Gas | Windows Gas | 130.0668 | 714.1148 |  | 714.1148 | 20 | [13 empty] | 14.8183 | 3 | 100% | 14.8183
475 | 2017 | Eversource Electric | Residential | Home Energy Solutions (HES) | Windows Electric | Windows Electric | 130.0668 | 656.0829 |  | 656.0829 | 20 | 322.6203 | 30% | 30% | 20% | 20% | 100% | 322.6203 | 0.017367 | 100% | 0.017367 | 0.017367 | 100% | 0.017367
476 | 2017 | Eversource Electric | Residential | Home Energy Solutions (HES) | Appliances Electric | Appliances Electric | 130.0668 | 42.4202 |  | 42.4202 | 6.8303 | 165.7607 | 30% | 30% | 20% | 20% | 100% | 165.7607 | 0.019869 | 100% | 0.019869 | 0.019869 | 100% | 0.019869
477 | 2017 | Eversource Gas | Residential | HES - HVAC | HES HVAC | Furnace | 1586 | 500 |  | 498.2 | 20 | [13 empty] | 7.594 | 3 | 100% | 7.594 |  |  |  |  | 0.074194 | 1 | 0.074194 |  |  |  |  | 829.4164 | 41.4708
478 | 2017 | Eversource Electric | Residential | HES - HVAC | HES HVAC | Furnace Fan Heating | 1586 | 201.1669 |  | 437.8665 | 20 | 293 | 55% | 30% | 5% | 10% | 100% | 293 | 0 | 100% | 0 | 0.09 | 100% | 0.09 | [14 empty] | 73.8 | 5.5556
479 | 2017 | Eversource Electric | Residential | HES - HVAC | HES HVAC | Furnce Fan Cooling | 385 | 48.8331 |  | 150 | 20 | 92 | 5% | 5% | 65% | 25% | 100% | 92 | 0.12 | 100% | 0.12 | 0 | 0% | 0
480 | 2017 | Eversource Gas | Residential | HES - HVAC | HES HVAC | Boilers (h and dwh) | 606.6039 | 750 |  | 1675 | 20 | [13 empty] | 8.7877 | 3 | 100% | 8.7877 | 0.87465 | 2 | 100% | 0.87465 | 0.088252 | 1 | 0.088252
481 | 2017 | Eversource Electric | Residential | HES - HVAC | HES HVAC | Ductless Electric Heating | 262 | 500 |  | 3500 | 18 | 3563 | 55% | 30% | 5% | 10% | 63% | 3563 | 0 | 63% | 0 | 0.52 | 63% | 0.52 | [15 empty] | 8.6207 | 0.43103
482 | 2017 | Eversource Electric | Residential | HES - HVAC | HES HVAC | Ductless Electric Cooling | 262 | 500 |  | 500 | 18 | 82 | 5% | 5% | 65% | 25% | 63% | 82 | 0.045 | 63% | 0.045 | 0 | 63% | 0 | [14 empty] | 85.4 | 8.7822
483 | 2017 | Eversource Electric | Residential | HES - HVAC | HES HVAC | ECM Circulator Pump | 3384 | 100 |  | 100 | 15 | 285 | 55% | 30% | 5% | 10% | 100% | 285 | 0 | 100% | 0 | 0.056 | 100% | 0.056
484 | 2017 | Eversource Electric | Residential | HES - HVAC | HES HVAC | Ductless Fossil Fuel Heating | 1038 | 150 |  | 500 | 18 | 297 | 55% | 30% | 5% | 10% | 63% | 297 | 0 | 63% | 0 | 0.043 | 63% | 0.043
485 | 2017 | Eversource Electric | Residential | HES - HVAC | HES HVAC | Ductless Fossil Fuel Cooling | 1038 | 150 |  | 500 | 18 | 38 | 5% | 5% | 65% | 25% | 63% | 38 | 0.021 | 63% | 0.021 | 0 | 63% | 0
486 | 2017 | Eversource Electric | Residential | HES - HVAC | HES HVAC | Energy Efficient Central AC | 2461.0927 | 250 |  | 2150 | 18 | 135.75 | 5% | 5% | 65% | 25% | 58% | 78.735 | 0.16875 | 58% | 0.097875 | 0 | 58% | 0
487 | 2017 | Eversource Electric | Residential | HES - HVAC | HES HVAC | Split Heat Pump - Heating | 296 | 250 |  | 1075 | 18 | 544.3659 | 55% | 30% | 5% | 10% | 58% | 315.7322 | 0 | 58% | 0 | 0 | 58% | 0
488 | 2017 | Eversource Electric | Residential | HES - HVAC | HES HVAC | Split Heat Pump - Cooling | 296 | 250 |  | 1075 | 18 | 170.7982 | 5% | 5% | 65% | 25% | 58% | 99.0629 | 0.21232 | 58% | 0.12314 | 0 | 58% | 0
489 | 2017 | Eversource Electric | Residential | HES - HVAC | HES HVAC | Geothermal Heat Pump - Heating | 40 | 750 |  | 1500 | 18 | 1079.7 | 55% | 30% | 5% | 10% | 100% | 1079.7 | 0 | 100% | 0 | 0.31 | 100% | 0.31
490 | 2017 | Eversource Electric | Residential | HES - HVAC | HES HVAC | Geothermal Heat Pump - Cooling | 40 | 750 |  | 1500 | 18 | 368.42 | 5% | 5% | 65% | 25% | 100% | 368.42 | 0.473 | 100% | 0.473 | 0 | 100% | 0
491 | 2017 | Eversource Electric | Residential | HES - HVAC | HES HVAC | Heat Pump Water Heater | 685 | 600 |  | 1200 | 10 | 2100 | 55% | 30% | 5% | 10% | 100% | 1961 | 0.178 | 100% | 0.178 | 0.234 | 100% | 0.234
492 | 2017 | Eversource Gas | Residential | HES - HVAC | HES HVAC | Storage Water Heater | 297 | 300 |  | 100 | 11 | [13 empty] | 1.0719 | 2 | 100% | 1.0719
493 | 2017 | Eversource Gas | Residential | HES - HVAC | HES HVAC | On-Demand Tankless Water Heater | 550 | 300 |  | 2014 | 20 | [13 empty] | 3.8114 | 2 | 100% | 3.8114
494 | 2017 | Eversource Electric | Residential | HES - Income Eligible | Core Services | BD Heating | 10104.9702 | 66.7034 | 181.9148 |  | 20 | 91.4429 | 55% | 30% | 5% | 10% | 92.5% | 84.5847 | 0 | 92.5% | 0 | 0.01 | 92.5% | 0.00925 | 3.8611 | 4 | 92.5% | 3.5715
495 | 2017 | Eversource Electric | Residential | HES - Income Eligible | Core Services | BD Cooling | 4698.9569 |  |  |  | 20 | 10.5309 | 5% | 5% | 65% | 25% | 92.5% | 9.741 | 0.001 | 92.5% | 0.000925 |  | 92.5%
496 | 2017 | Eversource Electric | Residential | HES - Income Eligible | Core Services | Prescriptive Air Sealing | 3604.0088 | 30.1276 | 79.6041 |  | 20 | 53.1683 | 55% | 30% | 5% | 10% | 56.5% | 30.0401 | 0 | 56.5% | 0 | 0 | 56.5% | 0 | 0.96528 | 4 | 56.5% | 0.54538
497 | 2017 | Eversource Electric | Residential | HES - Income Eligible | Core Services | Prescriptive Air Sealing | 1566.319 | 38.5259 |  |  | 20 | 14.6705 | 5% | 5% | 65% | 25% | 56.5% | 8.2888 | 0 | 56.5% | 0 |  | 56.5%
498 | 2017 | Eversource Electric | Residential | HES - Income Eligible | Core Services | DS Heating | 156.6319 | 59.599 | 97.67 |  | 20 | 103.2134 | 55% | 30% | 5% | 10% | 92.5% | 95.4724 | 0 | 92.5% | 0 | 0.1 | 92.5% | 0.0925 | 1.3203 | 4 | 92.5% | 1.2213
499 | 2017 | Eversource Electric | Residential | HES - Income Eligible | Core Services | DS Cooling | 156.6319 | 59.599 |  |  | 20 | 75.0311 | 5% | 5% | 65% | 25% | 92.5% | 69.4037 | 0.1 | 92.5% | 0.0925 | 0 | 92.5% | 0
500 | 2017 | Eversource Electric | Residential | HES - Income Eligible | Core Services | CFLs | 14096.8708 | 107.1031 |  |  | 4 | 265.613 | 30% | 40% | 10% | 20% | 100% | 265.613 | 0.016562 | 100% | 0.016562 | 0.02548 | 100% | 0.02548 | [12 empty] | -12.7494 | 10.5
501 | 2017 | Eversource Electric | Residential | HES - Income Eligible | Core Services | LED | 14096.8708 | 91.8026 |  |  | 8 | 131.3471 | 30% | 40% | 10% | 20% | 100% | 131.3471 | 0.0078 | 100% | 0.0078 | 0.01092 | 100% | 0.01092 | [12 empty] | -6.3047 | 21
502 | 2017 | Eversource Electric | Residential | HES - Income Eligible | Core Services | Fix | 14096.8708 | 53.5515 |  |  | 8 | 67.2419 | 30% | 40% | 10% | 20% | 100% | 67.2419 | 0.0039 | 100% | 0.0039 | 0.00364 | 100% | 0.00364 | [12 empty] | -3.2276 | 5
503 | 2017 | Eversource Electric | Residential | HES - Income Eligible | Core Services | DHW | 12530.5518 | 5.7049 | 16.295 |  | 6 | 42.3132 | 30% | 30% | 20% | 20% | 100% | 42.3132 | 0 | 100% | 0 | 0 | 100% | 0 | 0.29421 | 4 | 100% | 0.29421 | [7 empty] | 1200
504 | 2017 | Eversource Electric | Residential | HES - Income Eligible | Add on | Insulation Heating | 3990.8253 | 204.4614 | 339.5718 |  | 25 | 198.389 | 55% | 30% | 5% | 10% | 68.8% | 136.4916 | 0 | 68.8% | 0 | 0 | 68.8% | 0 | 0.91187 | 4 | 68.8% | 0.62736
505 | 2017 | Eversource Electric | Residential | HES - Income Eligible | Add on | Insulation Cooling | 156.6319 |  |  |  | 25 | 16.6489 | 5% | 5% | 65% | 25% | 68.8% | 11.4545 | 0 | 68.8% | 0 | 0 | 68.8% | 0
506 | 2017 | Eversource Electric | Residential | HES - Income Eligible | Add on | HVAC Heating | 783.1595 | 632.4608 | 1572.7501 |  | 18 | 433.008 | 55% | 30% | 5% | 10% | 90% | 389.7072 | 0 | 90% | 0 | 0.1 | 90% | 0.09 | 1.6643 | 4 | 64% | 1.0651
507 | 2017 | Eversource Electric | Residential | HES - Income Eligible | Add on | HVAC Cooling | 783.1595 |  |  |  | 18 | 59.2221 | 5% | 5% | 65% | 25% | 90% | 53.2999 | 0.1 | 90% | 0.09 | 0 | 90% | 0
508 | 2017 | Eversource Electric | Residential | HES - Income Eligible | Add on | Clean Test/Repairs Heating | 118.1873 | 0 | 144.5122 |  | 1 | 0 | 55% | 30% | 5% | 10% | 100% | 0 | 0 | 100% | 0 | 0 | 100% | 0 | 0.069345 | 4 | 100% | 0.069345
509 | 2017 | Eversource Electric | Residential | HES - Income Eligible | Add on | Windows Heating | 469.8957 | 223.0182 | 1653.8089 |  | 25 | 95.0821 | 55% | 30% | 5% | 10% | 100% | 95.0821 | 0 | 100% | 0 | 0 | 100% | 0 | 0.45074 | 4 | 100% | 0.45074
510 | 2017 | Eversource Electric | Residential | HES - Income Eligible | Add on | Windows Cooling | 469.8957 | 223.0182 |  |  | 25 | 9.5082 | 5% | 5% | 65% | 25% | 100% | 9.5082 | 0 | 100% | 0 | 0 | 100% | 0
511 | 2017 | Eversource Electric | Residential | HES - Income Eligible | Add on | Refrigerators/Freezer | 2470.046 | 628.6686 |  | 100 | 12 | 651.355 | 30% | 30% | 20% | 20% | 100% | 651.355 | 0.11724 | 100% | 0.11724 | 0.065136 | 100% | 0.065136
512 | 2017 | Eversource Electric | Residential | HES - Income Eligible | Add on | HPWH | 4.129 | 800 |  |  | 10 | 1400 | 30% | 30% | 20% | 20% | 100% | 1400 | 5.7939 | 100% | 5.7939 | 0.2 | 100% | 0.2
513 | 2017 | Eversource Electric | Residential | HES - Income Eligible | Add on | ECM | 156.6319 | 120 |  |  | 15 | 229.9277 | 55% | 30% | 5% | 10% | 100% | 229.9277 | 0 | 100% | 0 | 0 | 100% | 0
514 | 2017 | Eversource Electric | Residential | HES - Income Eligible | Add on | Wi-fi T-stat | 133.8546 | 33.3785 |  |  | 15 | 13.4757 | 55% | 30% | 5% | 10% | 100% | 13.4757 | 0 | 100% | 0 | 0 | 100% | 0
515 | 2017 | Eversource Electric | Residential | HES - Income Eligible | Core Services | Admin | 14096.8708 | 25.4271 | 22.349
516 | 2017 | Eversource Gas | Residential | HES - Income Eligible | Core Services | BD Heating | 3535.2816 | 494.4399 |  |  | 20 | [13 empty] | 8.0617 | 3 | 92.5% | 7.4571 |  |  |  |  | 0.078763 | 0.925 | 0.072856
517 | 2017 | Eversource Gas | Residential | HES - Income Eligible | Core Services | Prescriptive Air Sealing | 1414.1126 | 88.3951 |  |  | 20 | [13 empty] | 6.7282 | 3 | 56.5% | 3.8014 |  |  |  |  | 0.065735 | 0.565 | 0.03714
518 | 2017 | Eversource Gas | Residential | HES - Income Eligible | Core Services | DS heating | 47.1371 | 202.125 |  |  | 20 | [13 empty] | 3.6735 | 3 | 93% | 3.4164 |  |  |  |  | 0.03589 | 0.93 | 0.033378
519 | 2017 | Eversource Gas | Residential | HES - Income Eligible | Core Services | DHW | 3770.967 | 30 |  |  | 5 | [13 empty] | 0.91388 | 2 | 100% | 0.91388 |  |  |  |  | 0.0029336 | 1 | 0.0029336 | 1200
520 | 2017 | Eversource Gas | Residential | HES - Income Eligible | Add on | Insulation Heating | 1250.2511 | 1000 |  |  | 25 | [13 empty] | 4.4404 | 3 | 68% | 3.0195 |  |  |  |  | 0.043383 | 0.68 | 0.0295
521 | 2017 | Eversource Gas | Residential | HES - Income Eligible | Add on | HVAC Heating | 235.6854 | 1710 |  |  | 18 | [13 empty] | 7.0021 | 3 | 63.7% | 4.4603 |  |  |  |  | 0.06841 | 0.637 | 0.043577
522 | 2017 | Eversource Gas | Residential | HES - Income Eligible | Add on | Windows Heating | 141.4113 | 2925 |  |  | 20 | [13 empty] | 8.798 | 3 | 100% | 8.798 |  |  |  |  | 0.085956 | 1 | 0.085956
523 | 2017 | Eversource Gas | Residential | HES - Income Eligible | Add on | Clean Test/Repairs Heating | 14.3648 | 300 |  |  | 1 | [13 empty] | 3.6015 | 3 | 100% | 3.6015 |  |  |  |  | 0.035187 | 1 | 0.035187
524 | 2017 | Eversource Gas | Residential | HES - Income Eligible | Add on | Wi-fi T-stat | 47.1371 | 100 |  |  | 15 | [13 empty] | 8.6436 | 3 | 100% | 8.6436 |  |  |  |  | 0.084448 | 1 | 0.084448
525 | 2017 | Eversource Gas | Residential | HES - Income Eligible | Core Services | Admin | 4242.3379 | 172
526 | 2017 | Eversource Electric | Residential | New Construction | HERS Path | Heating | 1345.9449 | 395.7149 | 0 | 395.7149 | 25 | 458.4259 | 55% | 30% | 5% | 10% | 100% | 433.9989 | 0 | 100% | 0 | 0.13803 | 100% | 0.13803 | 2.9151 | 5 | 100% | 2.9151 | 0 | 0 | 0% | 0 | 0 | 0 | 0 | 0 | 0 | 0
527 | 2017 | Eversource Electric | Residential | New Construction | HERS Path | Cooling | 1345.9449 | 395.7149 | 0 | 395.7149 | 25 | 150.6986 | 5% | 5% | 65% | 25% | 100% | 151.674 | 0.069558 | 100% | 0.074493 | 0 | 100% | 0 | 0 | 0 | 0% | 0 | 0 | 0 | 0% | 0 | 0 | 0 | 0 | 0 | 0 | 0
528 | 2017 | Eversource Electric | Residential | New Construction | HERS Path | DHW | 1345.9449 | 395.7149 | 0 | 395.7149 | 25 | 73.985 | 30% | 30% | 20% | 20% | 100% | 69.1316 | 0.025277 | 100% | 0.023619 | 0.12342 | 100% | 0.12342 | 0.39693 | 5 | 100% | 0.39693 | 0 | 0 | 0% | 0 | 0 | 0 | 0 | 500 | 0 | 0
529 | 2017 | Eversource Electric | Residential | New Construction | HERS Path | Lighting | 1345.9449 | 395.7149 | 0 | 395.7149 | 6 | 536.362 | 30% | 30% | 20% | 20% | 100% | 527.8446 | 0.24315 | 100% | 0.25644 | 0.1675 | 100% | 0.1675 | 0 | 0 | 0% | 0 | 0 | 0 | 0% | 0 | 0 | 0 | 0 | 0 | 0 | 170
530 | 2017 | Eversource Electric | Residential | New Construction | Perscriptive | Heating | 355.1925 | 109.2004 | 0 | 109.2004 | 25 | 153.5882 | 55% | 30% | 5% | 10% | 100% | 136.0707 | 0 | 100% | 0 | 0.15747 | 100% | 0.15747 | 0 | 0 | 0% | 0 | 0 | 0 | 0% | 0 | 0 | 0 | 0 | 0 | 0 | 0
531 | 2017 | Eversource Electric | Residential | New Construction | Perscriptive | Cooling | 355.1925 | 109.2004 | 0 | 109.2004 | 25 | 83.2548 | 5% | 5% | 65% | 25% | 100% | 77.1496 | 0.14661 | 100% | 0.14661 | 0 | 100% | 0 | 0 | 0 | 0% | 0 | 0 | 0 | 0% | 0 | 0 | 0 | 0 | 0 | 0 | 0
532 | 2017 | Eversource Electric | Residential | New Construction | Perscriptive | DHW | 355.1925 | 109.2004 | 0 | 109.2004 | 25 | 19.5779 | 30% | 30% | 20% | 20% | 100% | 16.9093 | 0.054901 | 100% | 0.054901 | 0.27287 | 100% | 0.27287 | 0 | 0 | 0% | 0 | 0 | 0 | 0% | 0 | 0 | 0 | 0 | 500 | 0 | 0
533 | 2017 | Eversource Electric | Residential | New Construction | Perscriptive | Lighting | 355.1925 | 109.2004 | 0 | 109.2004 | 6 | 257.3781 | 30% | 30% | 20% | 20% | 100% | 238.4381 | 0.5271 | 100% | 0.5271 | 0.27553 | 100% | 0.27553 | 0 | 0 | 0% | 0 | 0 | 0 | 0% | 0 | 0 | 0 | 0 | 0 | 0 | 170
534 | 2017 | Eversource Gas | Residential | New Construction | HERS Path | Heating | 380.7622 | 1048.1925 | 0 | 524.0962 | 25 | 0 | 0% | 0% | 0% | 0% | 100% | 0 | 0 | 100% | 0 | 0 | 100% | 0 | 9.4542 | 3 | 100% | 9.4542 | 0 | 0 | 0% | 0 | 0.092368 | 1 | 0.092368 | 0 | 0 | 0
535 | 2017 | Eversource Gas | Residential | New Construction | HERS Path | DHW | 380.7622 | 1048.1925 | 0 | 524.0962 | 20 | 0 | 0% | 0% | 0% | 0% | 100% | 0 | 0 | 100% | 0 | 0 | 100% | 0 | 5.3222 | 2 | 100% | 5.3222 | 0 | 0 | 0% | 0 | 0.017084 | 1 | 0.017084 | 300 | 0 | 0
536 | 2017 | Eversource Gas | Residential | New Construction | Perscriptive | Heating | 225.8763 | 272.3784 | 0 | 136.1892 | 25 | 0 | 0% | 0% | 0% | 0% | 100% | 0 | 0 | 100% | 0 | 0 | 100% | 0 | 16.7745 | 3 | 100% | 16.7745 | 0 | 0 | 0% | 0 | 0.16389 | 1 | 0.16389 | 0 | 0 | 0
537 | 2017 | Eversource Gas | Residential | New Construction | Perscriptive | DHW | 225.8763 | 272.3784 | 0 | 136.1892 | 20 | 0 | 0% | 0% | 0% | 0% | 100% | 0 | 0 | 100% | 0 | 0 | 100% | 0 | 7.0823 | 2 | 100% | 7.0823 | 0 | 0 | 0% | 0 | 0.022734 | 1 | 0.022734 | 300 | 0 | 0
538 | 2017 | Eversource Electric | C&I | Energy Conscious Blueprint | Energy Conscious Blueprint | Cooling | 1 | 2524504.7786 |  | 631126.1947 | 17.21 | 6127438.7831 | 3% | 2% | 80% | 15% | 72.24% | 4426461.7769 | 2456.4908 | 54.7% | 1343.7004 | 273.3257 | 89.5% | 244.6265
539 | 2017 | Eversource Electric | C&I | Energy Conscious Blueprint | Energy Conscious Blueprint | Domestic Hot Water | 1 | 1830.5601 |  | 457.64 | 10 | 19157.2555 | 50% | 10% | 30% | 10% | 76.45% | 14645.7218 | 2.1896 | 40% | 0.87583 | 2.1896 | 40% | 0.87583
540 | 2017 | Eversource Electric | C&I | Energy Conscious Blueprint | Energy Conscious Blueprint | Heating | 1 | 1920204.8116 |  | 480051.2029 | 15.035 | 4660691.2902 | 60% | 35% | 5% | 0% | 88.65% | 4131702.8287 | 105.5789 | 68.8% | 72.6383 | 1491.8936 | 112.6% | 1679.8722
541 | 2017 | Eversource Electric | C&I | Energy Conscious Blueprint | Energy Conscious Blueprint | Lighting | 1 | 2328289.8267 |  | 582072.4567 | 14.5575 | 14818741.6532 | 50% | 10% | 30% | 10% | 99.41% | 14731311.0775 | 2333.3878 | 103.7% | 2419.7232 | 1661.2645 | 96.8% | 1608.1041 | -5375.4554 | 7 | 100% | -5375.4554 | [8 empty] | 54030.0296
542 | 2017 | Eversource Electric | C&I | Energy Conscious Blueprint | Energy Conscious Blueprint | Motor | 1 | 129613.8248 |  | 32403.4562 | 15.0002 | 819475.6995 | 50% | 10% | 30% | 10% | 76.45% | 626489.1723 | 17.5262 | 77.3% | 13.5477 | 149.6097 | 80.9% | 121.0343
543 | 2017 | Eversource Electric | C&I | Energy Conscious Blueprint | Energy Conscious Blueprint | Other | 1 | 530944.8601 |  | 132736.215 | 14.2192 | 3237925.9384 | 50% | 10% | 30% | 10% | 76.45% | 2475394.3799 | 641.0681 | 40% | 256.4272 | 358.4912 | 40% | 143.3965
544 | 2017 | Eversource Electric | C&I | Energy Conscious Blueprint | Energy Conscious Blueprint | Process | 1 | 4200448.0253 |  | 1050112.0063 | 15.846 | 10195262.1973 | 50% | 10% | 30% | 10% | 57.69% | 5881646.7616 | 1482.0619 | 65.6% | 972.2326 | 1777.0592 | 68.2% | 1211.9544
545 | 2017 | Eversource Electric | C&I | Energy Conscious Blueprint | Energy Conscious Blueprint | Refrigeration | 1 | 365832.4029 |  | 91458.1007 | 14.5307 | 1409749.7394 | 30% | 30% | 20% | 20% | 105.2% | 1482774.7759 | 364.5291 | 106.4% | 387.8589 | 253.8377 | 111.3% | 282.5213
546 | 2017 | Eversource Gas | C&I | Energy Conscious Blueprint | Energy Conscious Blueprint | Heating - New Equipment | 1 | 223169.6481 |  | 80341.0733 | 17.7383 | [13 empty] | 5533.6106 | 7 | 82.3% | 4554.1615 |  |  |  |  | 61.5996 | 0.823 | 50.6965
547 | 2017 | Eversource Gas | C&I | Energy Conscious Blueprint | Energy Conscious Blueprint | Domestic Hot Water | 1 | 191840.6742 |  | 63307.4225 | 14.9412 | [13 empty] | 5751.4057 | 6 | 82.3% | 4733.4069 |  |  |  |  | 5.6842 | 0.823 | 4.6781
548 | 2017 | Eversource Gas | C&I | Energy Conscious Blueprint | Energy Conscious Blueprint | Heating | 1 | 2238141.199 |  | 805730.8316 | 14.5306 | [13 empty] | 46027.2857 | 7 | 82.3% | 37880.4561 |  |  |  |  | 319.9357 | 0.823 | 263.3071
549 | 2017 | Eversource Gas | C&I | Energy Conscious Blueprint | Energy Conscious Blueprint | None | 1 | 31973.4457 |  | 0 | 1 | [13 empty] | 0 | 6 | 82.3% | 0 |  |  |  |  | 0 | 0.823 | 0
550 | 2017 | Eversource Gas | C&I | Energy Conscious Blueprint | Energy Conscious Blueprint | Other | 1 | 76736.2697 |  | 18416.7047 | 12.3782 | [13 empty] | 3543.5866 | 6 | 82.3% | 2916.3718 |  |  |  |  | 8.8084 | 0.823 | 7.2493
551 | 2017 | Eversource Gas | C&I | Energy Conscious Blueprint | Energy Conscious Blueprint | Process | 1 | 441233.5507 |  | 304451.15 | 20 | [13 empty] | 7960.4177 | 6 | 58.3% | 4640.9235 |  |  |  |  | 18.1224 | 0.583 | 10.5653
552 | 2017 | Eversource Electric | C&I | Energy Opportunities | Energy Opportunities | Cooling | 1 | 3273241.1781 |  | 6955637.5034 | 11.12 | 14829628.6775 | 3% | 2% | 80% | 15% | 80.8% | 11982339.9714 | 1503.9993 | 92.8% | 1395.7114 | 312.2457 | 128% | 399.6745
553 | 2017 | Eversource Electric | C&I | Energy Opportunities | Energy Opportunities | Domestic Hot Water | 1 | 2698.8803 |  | 5735.1207 | 7.0664 | 21005.1752 | 50% | 10% | 30% | 10% | 98.4% | 20669.0924 | 3.3095 | 113% | 3.7398 | 3.3095 | 155.8% | 5.1563
554 | 2017 | Eversource Electric | C&I | Energy Opportunities | Energy Opportunities | Heating | 1 | 1636620.589 |  | 3477818.7517 | 11.83 | 5030412.0669 | 60% | 35% | 5% | 0% | 86.1% | 4331184.7896 | 23.3633 | 98.8% | 23.0829 | 807.7592 | 136.3% | 1100.9758
555 | 2017 | Eversource Electric | C&I | Energy Opportunities | Energy Opportunities | Lighting | 1 | 16366205.8903 |  | 34778187.5169 | 11.58 | 69505032.0308 | 50% | 10% | 30% | 10% | 96.5% | 67072355.9098 | 9605.4722 | 110.8% | 10642.8632 | 8277.1091 | 152.8% | 12647.4226 | -24474.7027 | 7 | 100% | -24474.7027 | [8 empty] | 246001.2798
556 | 2017 | Eversource Electric | C&I | Energy Opportunities | Energy Opportunities | Motor | 1 | 362715.2882 |  | 770769.9875 | 13.4665 | 2637578.1927 | 50% | 10% | 30% | 10% | 93.9% | 2476685.9229 | 92.3806 | 107.9% | 99.6786 | 275.982 | 148.8% | 410.6612
557 | 2017 | Eversource Electric | C&I | Energy Opportunities | Energy Opportunities | Other | 1 | 3273241.1781 |  | 6955637.5034 | 13.11 | 6798609.373 | 50% | 10% | 30% | 10% | 98.4% | 6689831.623 | 760.3311 | 113% | 859.1741 | 1218.3641 | 155.8% | 1898.2113
558 | 2017 | Eversource Electric | C&I | Energy Opportunities | Energy Opportunities | Process | 1 | 1309296.4712 |  | 2782255.0014 | 11.27 | 5850248.7422 | 50% | 10% | 30% | 10% | 97.8% | 5721543.2699 | 600.963 | 112.3% | 674.8815 | 567.1668 | 154.9% | 878.5414
559 | 2017 | Eversource Electric | C&I | Energy Opportunities | Energy Opportunities | Refrigeration | 1 | 549146.3576 |  | 1166936.01 | 8.62 | 2444786.8809 | 30% | 30% | 20% | 20% | 97.8% | 2391001.5695 | 102.5437 | 112.3% | 115.1566 | 183.2497 | 154.9% | 283.8537
560 | 2017 | Eversource Electric | C&I | Energy Opportunities | Energy Opportunities | Comp | 1 | 5959245.9477 |  | 0 | 0 | 0 |  |  |  |  | 100% | 0 | 0 | 100% | 0 | 0 | 100% | 0
561 | 2017 | Eversource Gas | C&I | Energy Opportunities | Energy Opportunities | Domestic Hot Water | 1 | 186039.4508 |  | 375799.6906 | 10.2903 | [13 empty] | 10359.3838 | 6 | 84.8% | 8784.7574 |  |  |  |  | 28.7 | 1.01 | 28.987
562 | 2017 | Eversource Gas | C&I | Energy Opportunities | Energy Opportunities | Heating | 1 | 1409871.7074 |  | 2622361.3758 | 11.8457 | [13 empty] | 61044.5483 | 7 | 84.8% | 51765.7769 |  |  |  |  | 381.2425 | 1.01 | 385.0549
563 | 2017 | Eversource Gas | C&I | Energy Opportunities | Energy Opportunities | Other | 1 | 203346.8809 |  | 0 | 1 | [13 empty] | 0 | 6 | 84.8% | 0 |  |  |  |  | 0 | 1.01 | 0
564 | 2017 | Eversource Gas | C&I | Energy Opportunities | Energy Opportunities | Process | 1 | 8360.6102 |  | 12540.9153 | 10.0005 | [13 empty] | 1309.4032 | 6 | 84.8% | 1110.3739 |  |  |  |  | 3.514 | 1.01 | 3.5492
565 | 2017 | Eversource Electric | C&I | Small Business | Small Business | Cooling | 1 | 186443.9496 |  | 279665.9244 | 10.9649 | 584362.3316 | 3% | 2% | 80% | 15% | 81.7% | 477424.0249 | 91.5147 | 76.3% | 69.8257 | 10.3278 | 80.1% | 8.2726
566 | 2017 | Eversource Electric | C&I | Small Business | Small Business | Domestic Hot Water | 1 | 1406.9839 |  | 2110.4758 | 9.132 | 34030.3703 | 50% | 10% | 30% | 10% | 95.9% | 32635.1251 | 1.8534 | 89.6% | 1.6607 | 1.8534 | 94% | 1.7422
567 | 2017 | Eversource Electric | C&I | Small Business | Small Business | Heating | 1 | 12507.6819 |  | 18761.5228 | 12.0949 | 60972.7299 | 60% | 35% | 5% | 0% | 96.2% | 58655.7662 | 2.1534 | 89.9% | 1.9359 | 3.8247 | 94.3% | 3.6067
568 | 2017 | Eversource Electric | C&I | Small Business | Small Business | Lighting | 1 | 9097939.2295 |  | 13646908.8442 | 12.1883 | 30175429.7981 | 50% | 10% | 30% | 10% | 94.9% | 28636482.8784 | 4054.035 | 88.7% | 3595.929 | 4457.4253 | 93.1% | 4149.8629 | -10449.4526 | 7 | 100% | -10449.4526 | [8 empty] | 105030.0283
569 | 2017 | Eversource Electric | C&I | Small Business | Small Business | Motor | 1 | 6064.1233 |  | 9096.1849 | 10 | 19624.9944 | 50% | 10% | 30% | 10% | 95.9% | 18820.3696 | 0 | 89.6% | 0 | 0 | 94% | 0
570 | 2017 | Eversource Electric | C&I | Small Business | Small Business | Other | 1 | 34256.9887 |  | 51385.4831 | 8.8205 | 49935.3365 | 50% | 10% | 30% | 10% | 95.9% | 47887.9877 | 2.5605 | 89.6% | 2.2942 | 2.5605 | 94% | 2.4069
571 | 2017 | Eversource Electric | C&I | Small Business | Small Business | Process | 1 | 16506.7876 |  | 24760.1815 | 15 | 75495.9115 | 50% | 10% | 30% | 10% | 95.9% | 72400.5791 | 12.7276 | 89.6% | 11.404 | 12.7276 | 94% | 11.964
572 | 2017 | Eversource Electric | C&I | Small Business | Small Business | Refrigeration | 1 | 624006.6052 |  | 936009.9078 | 12.5569 | 2758428.2764 | 30% | 30% | 20% | 20% | 94.9% | 2617748.4343 | 166.7342 | 88.6% | 147.7265 | 166.7557 | 93% | 155.0828
573 | 2017 | Eversource Electric | C&I | Small Business | Small Business | Comp | 1 | 1894797.4769 |  | 0 | 0 | 0 |  |  |  |  | 100% | 0 | 0 | 100% | 0 | 0 | 100% | 0
574 | 2017 | Eversource Electric | C&I | Small Business | Small Business | None | 1 | 256806.0865 |  | 0 | 0 | 0 |  |  |  |  | 100% | 0 |  | 100% | 0 | 0 | 100% | 0
575 | 2017 | Eversource Gas | C&I | Small Business | Small Business | Domestic Hot Water | 1 | 5712.9125 |  | 10649.5877 | 9.4726 | [13 empty] | 370.2672 | 6 | 100% | 370.2672 |  |  |  |  | 6.6387 | 1 | 6.6387
576 | 2017 | Eversource Gas | C&I | Small Business | Small Business | Heating | 1 | 55798.1505 |  | 112699.4784 | 11.6271 | [13 empty] | 2038.9334 | 7 | 100% | 2038.9334 |  |  |  |  | 19.3265 | 1 | 19.3265
577 | 2017 | Eversource Gas | C&I | Small Business | Small Business | Other | 1 | 27527.0876 |  | 109.1436 | 8 | [13 empty] | 125.5715 | 6 | 100% | 125.5715 |  |  |  |  | 0 | 1 | 0
578 | 2017 | Eversource Gas | C&I | Small Business | Small Business | Process | 1 | 34982.6211 |  | 52473.9317 | 14 | [13 empty] | 2018.2644 | 6 | 100% | 2018.2644 |  |  |  |  | 6.8184 | 1 | 6.8184
579 | 2017 | Eversource Gas | C&I | Small Business | Small Business | Water | 1 | 0 |  | 0 | 1 | [13 empty] | 0 | 6 | 100% | 0 |  |  |  |  | 0 | 1 | 0
580 | 2017 | Eversource Electric | C&I | Business and Energy Sustainability | O&M | Cooling | 1 | 31054.5671 |  | 55208.1193 | 10 | 409631.4284 | 3% | 2% | 80% | 15% | 73% | 299030.9427 | 10.0176 | 84% | 8.4148 | 0 | 101% | 0
581 | 2017 | Eversource Electric | C&I | Business and Energy Sustainability | O&M | Lighting | 1 | 472353.7395 |  | 839739.9814 | 5 | 3864154.4547 | 50% | 10% | 30% | 10% | 73% | 2820832.7519 | 723.7518 | 84% | 607.9515 | 555.6859 | 101% | 561.2427 | -1029.3219 | 7 | 100% | -1029.3219 | [8 empty] | 10345.9683
582 | 2017 | Eversource Electric | C&I | Business and Energy Sustainability | O&M | Other | 1 | 436585.8906 |  | 776152.6944 | 5 | 2726616.277 | 50% | 10% | 30% | 10% | 73% | 1990429.8822 | 121.6458 | 84% | 102.1825 | 121.6458 | 101% | 122.8622
583 | 2017 | Eversource Electric | C&I | Business and Energy Sustainability | O&M | Process | 1 | 161522.7924 |  | 287151.631 | 5.2388 | 899407.4439 | 50% | 10% | 30% | 10% | 73% | 656567.434 | 67.5033 | 84% | 56.7028 | 67.5033 | 101% | 68.1784
584 | 2017 | Eversource Electric | C&I | Business and Energy Sustainability | O&M | Refrigeration | 1 | 465117.2741 |  | 826875.1539 | 10 | 2440454.9577 | 30% | 30% | 20% | 20% | 73% | 1781532.1191 | 131.4081 | 84% | 110.3828 | 339.4071 | 101% | 342.8011
585 | 2017 | Eversource Electric | C&I | Business and Energy Sustainability | RCx | Cooling | 1 | 1777766.4308 |  | 4444416.077 | 8 | 17876857.1823 | 3% | 2% | 80% | 15% | 74% | 13228874.3149 | 1264.7433 | 113% | 1429.1599 | 1145.9277 | 90% | 1031.3349
586 | 2017 | Eversource Electric | C&I | Business and Energy Sustainability | RCx | Heating | 1 | 441242.9925 |  | 1103107.4813 | 8 | 3280486.9803 | 60% | 35% | 5% | 0% | 74% | 2427560.3654 | 486.2228 | 113% | 549.4317 | 86.4724 | 90% | 77.8252
587 | 2017 | Eversource Electric | C&I | Business and Energy Sustainability | RCx | Process | 1 | 130941.9722 |  | 327354.9306 | 8 | 1054721.9378 | 50% | 10% | 30% | 10% | 74% | 780494.234 | 0 | 113% | 0 | 0 | 90% | 0
588 | 2017 | Eversource Gas | C&I | Business and Energy Sustainability | O&M | Domestic Hot Water | 1 | 176890.6606 |  | 265335.9908 | 6.031 | [13 empty] | 11946.3313 | 7 | 87% | 10393.3082 |  |  |  |  | 51.2888 | 1.08 | 55.3919
589 | 2017 | Eversource Gas | C&I | Business and Energy Sustainability | O&M | Heating | 1 | 0 |  | 0 | 1 | [13 empty] | 0 | 6 | 87% | 0 |  |  |  |  | 0 | 1.08 | 0
590 | 2017 | Eversource Gas | C&I | Business and Energy Sustainability | O&M | Other | 1 | 55594.2076 |  | 0 | 1 | [13 empty] | 0 | 6 | 87% | 0 |  |  |  |  | 0 | 1.08 | 0
591 | 2017 | Eversource Gas | C&I | Business and Energy Sustainability | O&M | Process | 1 | 20216.0755 |  | 30324.1132 | 5 | [13 empty] | 5146.7664 | 6 | 87% | 4477.6867 |  |  |  |  | 1.8233 | 1.08 | 1.9691
592 | 2017 | Eversource Gas | C&I | Business and Energy Sustainability | RCx | Heating | 1 | 168467.2958 |  | 252700.9437 | 8 | [13 empty] | 19131.5468 | 7 | 60% | 11478.9281 |  |  |  |  | 56.474 | 0.72 | 40.6613
593 | 2017 | Eversource Electric | C&I | Business and Energy Sustainability | PRIME | Process | 1 | 537000 |  | 0 | 5 | 2253982.0711 | 50% | 10% | 30% | 10% | 100% | 2253982.0711 | 0 | 100% | 0 | 0 | 100% | 0 | [13 empty] | 4065579.6
594
595
596
597
598
599
600
601
602
603
604
605
606
607
608
609
610
611
612
613
614
615
616
617
618
619
620
621
622
623
624
625
626
627
628
629
630
631
632
633
634
635
636
637
638
639
640
641
642
643
644
645
646
647
648
649
650
651
652
653
654
655
656
657
658
659
660
661
662
663
664
665
666
667
668
669
670
671
672
673
674
675
676
677
678
679
680
681
682
683
684
685
686
687
688
689
690
691
692
693
694
695
696
697
698
699
700
701
702
703
704
705
706
707
708
709
710
711
712
713
714
715
716
717
718
719
720
721
722
723
724
725
726
727
728
729
730
731
732
733
734
735
736
737
738
739
740
741
742
743
744
745
746
747
748
749
750
751
752
753
754
755
756
757
758
759
760
761
762
763
764
765
766
767
768
769
770
771
772
773
774
775
776
777
778
779
780
781
782
783
784
785
786
787
788
789
790
791
792
793
794
795
796
797
798
799
800
801 | 2018 | Eversource Electric | Residential | Retail Products | Lighting Big Box | Spiral CFLs | 0 | 0 |  | 0 | 0 | 0 | 42.14% | 32.46% | 13.88% | 11.52% | 0% | 0 | 0.0055556 | 0% | 0 | 0.0085471 | 0% | 0 | [12 empty] | 0 | 0
802 | 2018 | Eversource Electric | Residential | Retail Products | Lighting Big Box | General CFL bulbs | 0 | 0 |  | 0 | 0 | 0 | 42.14% | 32.46% | 13.88% | 11.52% | 0% | 0 | 0.0048118 | 0% | 0 | 0.0074028 | 0% | 0 | [12 empty] | 0 | 0
803 | 2018 | Eversource Electric | Residential | Retail Products | Lighting Big Box | Non General CFLs | 0 | 0 |  | 0 | 0 | 0 | 42.14% | 32.46% | 13.88% | 11.52% | 0% | 0 | 0.0056894 | 0% | 0 | 0.0087529 | 0% | 0 | [12 empty] | 0 | 0
804 | 2018 | Eversource Electric | Residential | Retail Products | Lighting Big Box | General LED | 1783535.4731 | 2.16 |  | 2.16 | 6 | 28.1853 | 42.14% | 32.46% | 13.88% | 11.52% | 39% | 10.9923 | 0.0037538 | 39% | 0.001464 | 0.0055 | 39% | 0.002145 | -0.014241 | 3 | 39% | -0.0055538 | -0.035357 | 4 | 39% | -0.013789 | -0.0013521 | 0.39 | -0.00052732 |  | 0 | 1.17
805 | 2018 | Eversource Electric | Residential | Retail Products | Lighting Big Box | Non General LED | 274390.0728 | 2.5056 |  | 2.5056 | 6 | 28.1853 | 42.14% | 32.46% | 13.88% | 11.52% | 39% | 10.9923 | 0.0037538 | 39% | 0.001464 | 0.0055 | 39% | 0.002145 | -0.014241 | 3 | 39% | -0.0055538 | -0.035357 | 4 | 39% | -0.013789 | -0.0013521 | 0.39 | -0.00052732 |  | 0 | 1.17
806 | 2018 | Eversource Electric | Residential | Retail Products | Lighting Big Box | Directional/Downlight | 631097.1674 | 3.6864 |  | 3.6864 | 6 | 28.1853 | 42.14% | 32.46% | 13.88% | 11.52% | 39% | 10.9923 | 0.0037538 | 39% | 0.001464 | 0.0055 | 39% | 0.002145 | -0.014241 | 3 | 39% | -0.0055538 | -0.035357 | 4 | 39% | -0.013789 | -0.0013521 | 0.39 | -0.00052732 |  | 0 | 1.17
807 | 2018 | Eversource Electric | Residential | Retail Products | Lighting Big Box | Indoor Hard Wired LED | 52134.1138 | 10 |  | 10 | 7 | 30.0302 | 42.14% | 32.46% | 13.88% | 11.52% | 39% | 11.7118 | 0.0039995 | 39% | 0.0015598 | 0.00586 | 39% | 0.0022854 | -0.015173 | 3 | 39% | -0.0059174 | -0.037671 | 4 | 39% | -0.014692 | -0.0014406 | 0.39 | -0.00056183 |  | 0 | 1.56
808 | 2018 | Eversource Electric | Residential | Retail Products | Lighting Big Box | Outdoor hard wired LED | 5487.8015 | 10 |  | 10 | 7 | 30.0302 | 42.14% | 32.46% | 13.88% | 11.52% | 39% | 11.7118 | 0.0039995 | 39% | 0.0015598 | 0.00586 | 39% | 0.0022854 | -0.015173 | 3 | 39% | -0.0059174 | -0.037671 | 4 | 39% | -0.014692 | -0.0014406 | 0.39 | -0.00056183 |  | 0 | 1.56
809 | 2018 | Eversource Electric | Residential | Retail Products | Lighting Big Box | Ceiling Fan | 0 | 0 |  | 0 | 8 | 0 | 42.14% | 32.46% | 13.88% | 11.52% | 0% | 0 | 0.0096314 | 0% | 0 | 0.014818 | 0% | 0 | [12 empty] | 0 | 0
810 | 2018 | Eversource Electric | Residential | Retail Products | Lighting Big Box | Indoor Hard Wired | 0 | 0 |  | 0 | 8 | 0 | 42.14% | 32.46% | 13.88% | 11.52% | 0% | 0 | 0.013039 | 0% | 0 | 0.02006 | 0% | 0 | [12 empty] | 0 | 0
811 | 2018 | Eversource Electric | Residential | Retail Products | Lighting Big Box | Outdoor Hard Wired | 0 | 0 |  | 0 | 6 | 0 | 42.14% | 32.46% | 13.88% | 11.52% | 0% | 0 | 0.013039 | 0% | 0 | 0.02006 | 0% | 0 | [12 empty] | 0 | 0
812 | 2018 | Eversource Electric | Residential | Retail Products | Lighting Big Box | Portable Lamp | 0 | 0 |  | 0 | 8 | 0 | 42.14% | 32.46% | 13.88% | 11.52% | 0% | 0 | 0.010647 | 0% | 0 | 0.01638 | 0% | 0 | [12 empty] | 0 | 0
813 | 2018 | Eversource Electric | Residential | Retail Products | Lighting Big Box | Torchiere | 0 | 0 |  | 0 | 8 | 0 | 42.14% | 32.46% | 13.88% | 11.52% | 0% | 0 | 0.014742 | 0% | 0 | 0.02268 | 0% | 0 | [12 empty] | 0 | 0
814 | 2018 | Eversource Electric | Residential | Retail Products | Hard To Reach | Spiral CFLs | 0 | 0 |  | 0 | 0 | 0 | 42.14% | 32.46% | 13.88% | 11.52% | 41.31% | 0 | 0.0055556 | 0% | 0 | 0.0085471 | 0% | 0 | [12 empty] | 0 | 0
815 | 2018 | Eversource Electric | Residential | Retail Products | Hard To Reach | General CFL bulbs | 0 | 0 |  | 0 | 0 | 0 | 42.14% | 32.46% | 13.88% | 11.52% | 41.31% | 0 | 0.0048118 | 0% | 0 | 0.0074028 | 0% | 0 | [12 empty] | 0 | 0
816 | 2018 | Eversource Electric | Residential | Retail Products | Hard To Reach | Non General CFLs | 0 | 0 |  | 0 | 0 | 0 | 42.14% | 32.46% | 13.88% | 11.52% | 0% | 0 | 0.0056894 | 0% | 0 | 0.0087529 | 0% | 0 | [12 empty] | 0 | 0
817 | 2018 | Eversource Electric | Residential | Retail Products | Hard To Reach | General LED | 446432.6484 | 2.925 |  | 2.925 | 6 | 28.1853 | 42.14% | 32.46% | 13.88% | 11.52% | 58.5% | 16.4884 | 0.0037538 | 58.5% | 0.0021959 | 0.0055 | 58.5% | 0.0032175 | -0.014241 | 3 | 58.5% | -0.0083308 | -0.035357 | 4 | 58.5% | -0.020684 | -0.0013521 | 0.585 | -0.00079098 |  | 0 | 1.755
818 | 2018 | Eversource Electric | Residential | Retail Products | Hard To Reach | Non General LED | 68597.5182 | 3.393 |  | 3.393 | 6 | 28.1853 | 42.14% | 32.46% | 13.88% | 11.52% | 58.5% | 16.4884 | 0.0037538 | 58.5% | 0.0021959 | 0.0055 | 58.5% | 0.0032175 | -0.014241 | 3 | 58.5% | -0.0083308 | -0.035357 | 4 | 58.5% | -0.020684 | -0.0013521 | 0.585 | -0.00079098 |  | 0 | 1.755
819 | 2018 | Eversource Electric | Residential | Retail Products | Hard To Reach | Directional/Downlight | 150914.54 | 4.992 |  | 4.992 | 6 | 28.1853 | 42.14% | 32.46% | 13.88% | 11.52% | 58.5% | 16.4884 | 0.0037538 | 58.5% | 0.0021959 | 0.0055 | 58.5% | 0.0032175 | -0.014241 | 3 | 58.5% | -0.0083308 | -0.035357 | 4 | 58.5% | -0.020684 | -0.0013521 | 0.585 | -0.00079098 |  | 0 | 1.755
820 | 2018 | Eversource Electric | Residential | Retail Products | Hard To Reach | Indoor Hard Wired LED | 17149.3795 | 10 |  | 10 | 7 | 30.0302 | 42.14% | 32.46% | 13.88% | 11.52% | 58.5% | 17.5676 | 0.0039995 | 58.5% | 0.0023397 | 0.00586 | 58.5% | 0.0034281 | -0.015173 | 3 | 58.5% | -0.0088761 | -0.037671 | 4 | 58.5% | -0.022038 | -0.0014406 | 0.585 | -0.00084275 |  | 0 | 2.34
821 | 2018 | Eversource Electric | Residential | Retail Products | Hard To Reach | Outdoor hard wired LED | 1371.9504 | 10 |  | 10 | 7 | 30.0302 | 42.14% | 32.46% | 13.88% | 11.52% | 58.5% | 17.5676 | 0.0039995 | 58.5% | 0.0023397 | 0.00586 | 58.5% | 0.0034281 | -0.015173 | 3 | 58.5% | -0.0088761 | -0.037671 | 4 | 58.5% | -0.022038 | -0.0014406 | 0.585 | -0.00084275 |  | 0 | 2.34
822 | 2018 | Eversource Electric | Residential | Retail Products | Hard To Reach | Ceiling Fan | 0 | 0 |  | 0 | 8 | 0 | 42.14% | 32.46% | 13.88% | 11.52% | 0% | 0 | 0.0096314 | 0% | 0 | 0.014818 | 0% | 0 | [12 empty] | 0 | 0
823 | 2018 | Eversource Electric | Residential | Retail Products | Hard To Reach | Indoor Hard Wired | 0 | 0 |  | 0 | 8 | 0 | 42.14% | 32.46% | 13.88% | 11.52% | 0% | 0 | 0.013039 | 0% | 0 | 0.02006 | 0% | 0 | [12 empty] | 0 | 0
824 | 2018 | Eversource Electric | Residential | Retail Products | Hard To Reach | Outdoor Hard Wired | 0 | 0 |  | 0 | 6 | 0 | 42.14% | 32.46% | 13.88% | 11.52% | 0% | 0 | 0.013039 | 0% | 0 | 0.02006 | 0% | 0 | [12 empty] | 0 | 0
825 | 2018 | Eversource Electric | Residential | Retail Products | Hard To Reach | Portable Lamp | 0 | 0 |  | 0 | 8 | 0 | 42.14% | 32.46% | 13.88% | 11.52% | 0% | 0 | 0.010647 | 0% | 0 | 0.01638 | 0% | 0 | [12 empty] | 0 | 0
826 | 2018 | Eversource Electric | Residential | Retail Products | Hard To Reach | Torchiere | 0 | 0 |  | 0 | 8 | 0 | 42.14% | 32.46% | 13.88% | 11.52% | 0% | 0 | 0.018428 | 0% | 0 | 0.02268 | 0% | 0 | [12 empty] | 0 | 0
827 | 2018 | Eversource Electric | Residential | Retail Products | Efficient product | Refrigerators | 1272 | 20 |  | 20 | 12 | 80 | 39.06% | 27.97% | 19.03% | 13.93% | 54% | 43.2 | 0.029344 | 54% | 0.015846 | 0.0044539 | 54% | 0.0024051 | [12 empty] | 0 | 0
828 | 2018 | Eversource Electric | Residential | Retail Products | Efficient product | Freezer | 388 | 10 |  | 10 | 11 | 45 | 39.06% | 27.97% | 19.03% | 13.93% | 70% | 31.5 | 0.016506 | 70% | 0.011554 | 0.0032476 | 70% | 0.0022734 | [12 empty] | 0 | 0
829 | 2018 | Eversource Electric | Residential | Retail Products | Efficient product | Clothes washers | 1062 | 20 |  | 20 | 11 | 256.1087 | 30.32% | 36.26% | 15.53% | 17.9% | 55% | 140.8598 | 0 | 0% | 0 | 0 | 0% | 0 | [12 empty] | 0 | 0
830 | 2018 | Eversource Electric | Residential | Retail Products | Efficient product | Dryers | 4614 | 100 |  | 100 | 11 | 250 | 30.32% | 36.26% | 15.53% | 17.9% | 85% | 212.5 | 0 | 0% | 0 | 0 | 0% | 0 | [12 empty] | 0 | 0
831 | 2018 | Eversource Electric | Residential | Retail Products | Efficient product | sound bars | 890 | 10 |  | 10 | 7 | 45 | 30.32% | 36.26% | 15.53% | 17.9% | 70% | 31.5 | 0 | 0% | 0 | 0 | 0% | 0
832 | 2018 | Eversource Electric | Residential | Retail Products | Efficient product | air cleaner | 295 | 20 |  | 20 | 9 | 227 | 30.32% | 36.26% | 15.53% | 17.9% | 70% | 158.9 | 0 | 0% | 0 | 0 | 0% | 0
833 | 2018 | Eversource Electric | Residential | Retail Products | Efficient product | room ac | 192 | 15 |  | 15 | 9 | 100 | 0% | 0% | 74.38% | 25.62% | 70% | 70 | 0 | 0% | 0 | 0 | 0% | 0
834 | 2018 | Eversource Electric | Residential | Retail Products | Efficient product | Proppane IE Effect | 1 | 0 |  | 0 | 6 | 0 | 0% | 0% | 74.38% | 25.62% | [9 empty] | 5 |  | -1214.8562
835 | 2018 | Eversource Electric | Residential | Retail Products | Efficient product | 0 | 0 | 0 |  | 0 | 0 | 0
836 | 2018 | Eversource Electric | Residential | Home Energy Solutions (HES) | Core Services SF | Admin and Blower Door (Oil) | 7018.4997 | 776.3947 |  | 124 | 20 | 35.2612 | 0% | 0% | 74.38% | 25.62% | 92.5% | 32.6166 | 0.025957 | 92.5% | 0.02401 | 0.012979 | 92.5% |  | 9.5644 | 4 | 92.5% | 8.8471
837 | 2018 | Eversource Electric | Residential | Home Energy Solutions (HES) | Core Services SF | Admin and Blower Door (Propane) | 681.0439 | 626.0079 |  | 124 | 20 | 49.1249 | 0% | 0% | 74.38% | 25.62% | 92.5% | 45.4406 | 0.025957 | 92.5% | 0.02401 | 0.012979 | 92.5% |  | 7.0342 | 5 | 92.5% | 6.5067
838 | 2018 | Eversource Electric | Residential | Home Energy Solutions (HES) | Core Services SF | Admin and Blower Door (Electric) | 1456.4259 | 646.2831 |  | 124 | 20 | 1403.4543 | 38.47% | 58.74% | 0.62% | 2.16% | 92.5% | 1298.1952 | 0.025957 | 92.5% | 0.02401 | 0.79032 | 92.5% | 0.73104 |  |  | 92.5% | 0
839 | 2018 | Eversource Electric | Residential | Home Energy Solutions (HES) | Core Services SF | Admin and Blower Door (Eversource Gas) | 1935.3794 | 78.2297 |  | 13.7796 | 20 | 42.6127 | 0% | 0% | 74.38% | 25.62% | 92.5% | 39.4168 | 0.025957 | 92.5% | 0.02401 | 0.79032 | 92.5% |  |  |  | 92.5% | 0
840 | 2018 | Eversource Electric | Residential | Home Energy Solutions (HES) | Core Services SF | Admin and Blower Door (SCG/CNG) | 1677.9009 | 78.2297 |  | 13.7796 | 20 | 42.6127 | 0% | 0% | 74.38% | 25.62% | 92.5% | 39.4168 | 0.025957 | 92.5% | 0.02401 | 0.79032 | 92.5% |  |  |  | 92.5% | 0
841 | 2018 | Eversource Gas | Residential | Home Energy Solutions (HES) | Core Services SF | Admin and Blower Door (Eversource Gas) | 1935.3794 | 625.7426 |  | 110.2204 | 20 | [13 empty] | 8.2655 | 3 | 92.5% | 7.6456 |  |  |  |  | 0.080754 | 0.925 | 0.074698
842 | 2018 | Eversource Electric | Residential | Home Energy Solutions (HES) | Core Services SF | Duct and Air Flow (Oil) | 7018.4997 | 118.7664 |  | 0 | 20 | 56.315 | 38.47% | 58.74% | 0.62% | 2.16% | 92.5% | 52.0914 | 0.0805 | 92.5% | 0.074463 | 0.04025 | 92.5% | 0.037231 | 1.225 | 4 | 92.5% | 1.1331
843 | 2018 | Eversource Electric | Residential | Home Energy Solutions (HES) | Core Services SF | Duct and Air Flow (Propane) | 681.0439 | 150.9204 |  | 0 | 20 | 56.315 | 38.47% | 58.74% | 0.62% | 2.16% | 92.5% | 52.0914 | 0.0805 | 92.5% | 0.074463 | 0.04025 | 92.5% | 0.037231 | 1.225 | 5 | 92.5% | 1.1331
844 | 2018 | Eversource Electric | Residential | Home Energy Solutions (HES) | Core Services SF | Duct and Air Flow (Electric) | 1456.4259 | 59.4001 |  | 0 | 20 | 58.4898 | 38.47% | 58.74% | 0.62% | 2.16% | 92.5% | 54.1031 | 0.0368 | 92.5% | 0.03404 | 0.0184 | 92.5% | 0.01702 |  |  | 92.5% | 0
845 | 2018 | Eversource Electric | Residential | Home Energy Solutions (HES) | Core Services SF | Duct and Air Flow (Eversource Gas) | 1935.3794 | 60.1919 |  | 0 | 20 | 56.315 | 38.47% | 58.74% | 0.62% | 2.16% | 92.5% | 52.0914 | 0.0805 | 92.5% | 0.074463 | 0.04025 | 92.5% | 0.037231 |  |  | 92.5% | 0
846 | 2018 | Eversource Electric | Residential | Home Energy Solutions (HES) | Core Services SF | Duct and Air Flow (SCG/CNG) | 1677.9009 | 60.1919 |  | 0 | 20 | 56.315 | 38.47% | 58.74% | 0.62% | 2.16% | 92.5% | 52.0914 | 0.0805 | 92.5% | 0.074463 | 0.04025 | 92.5% | 0.037231 |  |  | 92.5% | 0
847 | 2018 | Eversource Gas | Residential | Home Energy Solutions (HES) | Core Services SF | Duct and Air Flow (Eversource Gas) | 1935.3794 | 69.9182 |  | 0 | 20 | [13 empty] | 1.225 | 3 | 92.5% | 1.1331 |  |  |  |  | 0.011968 | 0.925 | 0.011071
848 | 2018 | Eversource Electric | Residential | Home Energy Solutions (HES) | Core Services SF | Aerators (Oil) | 7018.4997 | 4.1838 |  | 0 | 5 | 8 | [12 empty] | 0.25625 | 4 | 80% | 0.205 | [7 empty] | 985
849 | 2018 | Eversource Electric | Residential | Home Energy Solutions (HES) | Core Services SF | Aerators (Propane) | 681.0439 | 3.2709 |  | 0 | 5 | 8 | [12 empty] | 0.25625 | 5 | 80% | 0.205 | [7 empty] | 985
850 | 2018 | Eversource Electric | Residential | Home Energy Solutions (HES) | Core Services SF | Aerators (Electric) | 1456.4259 | 4.5078 |  | 0 | 5 | 61.2 | 37.19% | 33.88% | 14.64% | 14.29% | 80% | 48.96 | [17 empty] | 985
851 | 2018 | Eversource Electric | Residential | Home Energy Solutions (HES) | Core Services SF | Aerators (Eversource Gas) | 1935.3794 | 0.13759 |  | 0 | 5
852 | 2018 | Eversource Electric | Residential | Home Energy Solutions (HES) | Core Services SF | Aerators (SCG/CNG) | 1677.9009 | 0.13759 |  | 0 | 5
853 | 2018 | Eversource Gas | Residential | Home Energy Solutions (HES) | Core Services SF | Aerators (Eversource Gas) | 1935.3794 | 4.1968 |  | 0 | 5 | [13 empty] | 0.25625 | 2 | 80% | 0.205 |  |  |  |  | 0.00082256 | 1 | 0.00082256 | 985
854 | 2018 | Eversource Electric | Residential | Home Energy Solutions (HES) | Core Services SF | Showerheads (Oil) | 7018.4997 | 9.177 |  | 0 | 10 | [13 empty] | 0.55462 | 4 | 80% | 0.44369 | [7 empty] | 1047.7807
855 | 2018 | Eversource Electric | Residential | Home Energy Solutions (HES) | Core Services SF | Showerheads (Propane) | 681.0439 | 13.0687 |  | 0 | 10 | [13 empty] | 0.54288 | 5 | 80% | 0.4343 | [7 empty] | 1022.9399
856 | 2018 | Eversource Electric | Residential | Home Energy Solutions (HES) | Core Services SF | Showerheads (Electric) | 1456.4259 | 8.4762 |  | 0 | 10 | 128.3056 | 37.19% | 33.88% | 14.64% | 14.29% | 80% | 102.6445 | [17 empty] | 1030.0984
857 | 2018 | Eversource Electric | Residential | Home Energy Solutions (HES) | Core Services SF | Showerheads (Eversource Gas) | 1935.3794 | 0.33575 |  | 0 | 10
858 | 2018 | Eversource Electric | Residential | Home Energy Solutions (HES) | Core Services SF | Showerheads (SCG/CNG) | 1677.9009 | 0.33575 |  | 0 | 10
859 | 2018 | Eversource Gas | Residential | Home Energy Solutions (HES) | Core Services SF | Showerheads (Eversource Gas) | 1935.3794 | 8.5855 |  | 0 | 10 | [13 empty] | 0.53784 | 2 | 80% | 0.43027 |  |  |  |  | 0.0017265 | 1 | 0.0017265 | 1017.8989
860 | 2018 | Eversource Electric | Residential | Home Energy Solutions (HES) | Core Services SF | Pipe Insulation (Oil) | 7018.4997 | 5.5898 |  | 0 | 15 | [13 empty] | 0.539 | 4 | 80% | 0.4312
861 | 2018 | Eversource Electric | Residential | Home Energy Solutions (HES) | Core Services SF | Pipe Insulation (Propane) | 681.0439 | 4.36 |  | 0 | 15 | [13 empty] | 0.4545 | 5 | 80% | 0.3636
862 | 2018 | Eversource Electric | Residential | Home Energy Solutions (HES) | Core Services SF | Pipe Insulation (Electric) | 1456.4259 | 3.4004 |  | 0 | 15 | 86.5 | 37.19% | 33.88% | 14.64% | 14.29% | 80% | 69.2
863 | 2018 | Eversource Electric | Residential | Home Energy Solutions (HES) | Core Services SF | Pipe Insulation (Eversource Gas) | 1935.3794 | 0.24221 |  | 0 | 15
864 | 2018 | Eversource Electric | Residential | Home Energy Solutions (HES) | Core Services SF | Pipe Insulation (SCG/CNG) | 1677.9009 | 0.24221 |  | 0 | 15
865 | 2018 | Eversource Gas | Residential | Home Energy Solutions (HES) | Core Services SF | Pipe Insulation (Eversource Gas) | 1935.3794 | 5.1494 |  | 0 | 15 | [13 empty] | 0.47175 | 2 | 80% | 0.3774 |  |  |  |  | 0.0015143 | 1 | 0.0015143
866 | 2018 | Eversource Electric | Residential | Home Energy Solutions (HES) | Core Services SF | Lighting (Oil) | 7018.4997 | 245.2051 |  | 0 | 6 | 783.2928 | 42.14% | 32.46% | 13.88% | 11.52% | 90% | 704.9635 | 0.082987 | 100% | 0.082987 | 0.15308 | 90% | 0.13778 |  | 4 |  | -1.3688 | [9 empty] | 66
867 | 2018 | Eversource Electric | Residential | Home Energy Solutions (HES) | Core Services SF | Lighting (Propane) | 681.0439 | 235.6554 |  | 0 | 6 | 766.5672 | 42.14% | 32.46% | 13.88% | 11.52% | 90% | 689.9104 | 0.082987 | 100% | 0.082987 | 0.15013 | 90% | 0.13512 |  | 5 |  | -1.1972 | [9 empty] | 66
868 | 2018 | Eversource Electric | Residential | Home Energy Solutions (HES) | Core Services SF | Lighting (Electric) | 1456.4259 | 201.2113 |  | 0 | 6 | 635.8562 | 42.14% | 32.46% | 13.88% | 11.52% | 90% | 572.2706 | 0.082987 | 100% | 0.082987 | 0.138 | 90% | 0.1242 |  |  |  | 0 | [9 empty] | 60
869 | 2018 | Eversource Electric | Residential | Home Energy Solutions (HES) | Core Services SF | Lighting (Eversource Gas) | 1935.3794 | 218.6797 |  | 0 | 6 | 538.6336 | 42.14% | 32.46% | 13.88% | 11.52% | 90% | 484.7702 | 0.082987 | 100% | 0.082987 | 0.138 | 90% | 0.1242 |  | 3 |  | -0.94777 | [5 empty] | 1 | -0.0092598 |  |  | 63
870 | 2018 | Eversource Electric | Residential | Home Energy Solutions (HES) | Core Services SF | Lighting (SCG/CNG) | 1677.9009 | 218.6797 |  | 0 | 6 | 538.6336 | 42.14% | 32.46% | 13.88% | 11.52% | 90% | 484.7702 | 0.082987 | 100% | 0.082987 | 0.138 | 90% | 0.1242 |  | 3 |  | -0.94777 | [5 empty] | 1 | -0.0091934 |  |  | 63
871 | 2018 | Eversource Electric | Residential | Home Energy Solutions (HES) | Insulation SF | Insulation Oil | 1403.6999 | 1102.6966 |  | 1102.6966 | 25 | 22.1574 | 0% | 0% | 74.38% | 25.62% | 68.8% | 15.2443 | 0.08146 | 68.8% | 0.056044 |  |  |  | 19.2473 | 4 | 68.8% | 13.2421
872 | 2018 | Eversource Electric | Residential | Home Energy Solutions (HES) | Insulation SF | Insulation Propane | 136.2088 | 1193.7435 |  | 1193.7435 | 25 | 35.1691 | 0% | 0% | 74.38% | 25.62% | 68.8% | 24.1963 | 0.12927 | 68.8% | 0.088941 |  |  |  | 20.5549 | 5 | 68.8% | 14.1418
873 | 2018 | Eversource Electric | Residential | Home Energy Solutions (HES) | Insulation SF | Insulation Electric Heat | 291.2852 | 1014.5426 |  | 1014.5426 | 25 | 2998.1303 | 38.47% | 58.74% | 0.62% | 2.16% | 68.8% | 2062.7136 | 0.060378 | 68.8% | 0.04154 | [6 empty] | 0
874 | 2018 | Eversource Electric | Residential | Home Energy Solutions (HES) | Insulation SF | Insulation Eversource Gas (Electric) | 387.0759 | 62.594 |  | 62.594 | 25 | 26.2058 | 0% | 0% | 74.38% | 25.62% | 68.8% | 18.0296 | 0.096375 | 68.8% | 0.066306 | [6 empty] | 0
875 | 2018 | Eversource Electric | Residential | Home Energy Solutions (HES) | Insulation SF | Insulation CNG/SCG Electric | 335.5802 | 62.594 |  | 62.594 | 25 | 26.2058 | 0% | 0% | 74.38% | 25.62% | 68.8% | 18.0296 | 0.096375 | 68.8% | 0.066306 | [6 empty] | 0
876 | 2018 | Eversource Gas | Residential | Home Energy Solutions (HES) | Insulation SF | Insulation Eversource Gas (Gas savings) | 387.0759 | 1027.3966 |  | 1027.3966 | 25 | [13 empty] | 18.728 | 3 | 68.8% | 9.0194 |  |  |  |  | 0.18297 | 1 | 0.18297
877 | 2018 | Eversource Gas | Residential | Home Energy Solutions (HES) | MF Gas | Multi-family Gas | 1896.3984 | 200 |  | 50 | 18.4625 | [13 empty] | 2.5725 | 3 | 100% | 2.5725
878 | 2018 | Eversource Electric | Residential | Home Energy Solutions (HES) | MF Electric | Multi-family Electric | 4469.2374 | 350 |  | 50 | 9 | 626.6984 | 30.32% | 36.26% | 15.53% | 17.9% | 100% | 626.6984 | 0.13944 | 100% | 0.13944 | 0.1743 | 100% | 0.1743
879 | 2018 | Eversource Gas | Residential | Home Energy Solutions (HES) | Windows Gas | Windows Gas | 127.6925 | 714.1148 |  | 714.1148 | 20 | [13 empty] | 14.8183 | 3 | 100% | 14.8183
880 | 2018 | Eversource Electric | Residential | Home Energy Solutions (HES) | Windows Electric | Windows Electric | 150 | 656.0829 |  | 656.0829 | 20 | 322.6203 | 38.47% | 58.74% | 0.62% | 2.16% | 100% | 322.6203 | 0.034734 | 100% | 0.034734 | 0.043418 | 100% | 0.043418
881 | 2018 | Eversource Electric | Residential | Home Energy Solutions (HES) | Appliances Electric | Appliances Electric | 383.0775 | 42.4202 |  | 42.4202 | 6.8303 | 165.7607 | 30.32% | 36.26% | 15.53% | 17.9% | 100% | 165.7607 | 0.019869 | 100% | 0.019869 | 0.019869 | 100% | 0.019869
882 | 2018 | Eversource Gas | Residential | Home Energy Solutions (HES) | early retirement gas Boiler | early retirement gas Boiler | 20 | 150 |  | 150 | 5 | [5 empty] | 63.7% | 0 |  | 63.7% | 0 | 0 | 63.7% | 0 | 6.5866 | 3 | 100% | 6.5866 |  |  |  |  | 0.064351 | 1 | 0.064351
883 | 2018 | Eversource Gas | Residential | Home Energy Solutions (HES) | Early retirement Gas Furnace | Early retirement Gas Furnace | 30 | 200 |  | 200 | 5 | [5 empty] | 63.7% | 0 |  | 63.7% | 0 | 0 | 63.7% | 0 | 7.9291 | 3 | 100% | 7.9291 |  |  |  |  | 0.077467 | 1 | 0.077467
884 | 2018 | Eversource Gas | Residential | Home Energy Solutions (HES) | wifi gas | wifi gas | 100 | 100 |  | 100 | 15 | [5 empty] | 100% | 0 |  | 100% | 0 | 0 | 100% | 0 | 8.6951 | 3 | 100% | 8.6951 |  |  |  |  | 0.084951 | 1 | 0.084951
885 | 2018 | Eversource Electric | Residential | Home Energy Solutions (HES) | wifi oil | wifi oil | 200 | 100 |  | 100 | 15 | [5 empty] | 100% | 0 |  | 100% | 0 | 0 | 100% | 0 | 9.2506 | 4 | 100% | 9.2506 | [5 empty] | 1 | 0
886 | 2018 | Eversource Electric | Residential | Home Energy Solutions (HES) | Wifi Electric HP | Wifi Electric HP | 30 | 100 |  | 100 | 15 | 318.7 | 38.47% | 58.74% | 0.62% | 2.16% | 100% | 318.7 |  | 100% | 0 | 0 | 100% | 0
887 | 2018 | Eversource Electric | Residential | Home Energy Solutions (HES) | early retirement CAC | early retirement CAC | 50 | 50 |  | 50 | 5 | 148.095 | 0% | 0% | 74.38% | 25.62% | 58% | 85.8951 | 0.1845 | 58% | 0.10701 | 0 | 58% | 0
888 | 2018 | Eversource Electric | Residential | Home Energy Solutions (HES) | DHP Elect Resist | DHP Elect Resist | 300 | 700 |  | 700 | 18 | 2143.7524 | 38.47% | 58.74% | 0.62% | 2.16% | 100% | 2143.7524 |  | 100% | 0 | 0 | 100% | 0
889 | 2018 | Eversource Electric | Residential | Home Energy Solutions (HES) | Early Retirement ASHP heating | Early Retirement ASHP heating | 30 | 250 |  | 250 | 5 | 918.68 | 38.47% | 58.74% | 0.62% | 2.16% | 100% | 918.68 | 0 | 100% | 0 | 0 | 100% | 0
890 | 2018 | Eversource Electric | Residential | Home Energy Solutions (HES) | power stripes | power stripes | 50 | 10 |  | 10 | 5 | 48 | 30.32% | 36.26% | 15.53% | 17.9% | 100% | 48 |  | 100% | 0 | 0 | 100% | 0
891 | 2018 | Eversource Electric | Residential | Home Energy Solutions (HES) | HPWH Electric <55 | HPWH Electric <55 | 20 | 200 |  | 200 | 13 | 1927 | 37.19% | 33.88% | 14.64% | 14.29% | 100% | 1927 | 0.035 | 100% | 0.035 | 0.025 | 100% | 0.025
892 | 2018 | Eversource Electric | Residential | Home Energy Solutions (HES) | HPWH Electric > 55 | HPWH Electric > 55 | 5 | 300 |  | 300 | 13 | 677 | 37.19% | 33.88% | 14.64% | 14.29% | 100% | 677 | 0.012 | 100% | 0.012 | 0.009 | 100% | 0.009
893 | 2018 | Eversource Gas | Residential | HES - HVAC | HES HVAC | Furnace | 1288.6749 | 550 |  | 498.2 | 20 | [13 empty] | 10.1238 | 3 | 100% | 10.1238 |  |  |  |  | 0.098909 | 1 | 0.098909
894 | 2018 | Eversource Electric | Residential | HES - HVAC | HES HVAC | Furnace Fan Heating | 3995.2158 | 201.1669 |  | 437.8665 | 18 | 293 | 38.47% | 58.74% | 0.62% | 2.16% | 100% | 293 | 0 | 100% | 0 | 0.09 | 100% | 0.09
895 | 2018 | Eversource Electric | Residential | HES - HVAC | HES HVAC | Furnce Fan Cooling | 1712.2354 | 48.8331 |  | 150 | 18 | 92 | 0% | 0% | 74.38% | 25.62% | 100% | 92 | 0.12 | 100% | 0.12 | 0 | 0% | 0
896 | 2018 | Eversource Gas | Residential | HES - HVAC | HES HVAC | Boilers (h and dwh) <94% | 243.7165 | 450 |  | 1175 | 20 | [13 empty] | 6.1668 | 3 | 100% | 6.1668 | 0.7817 | 2 | 100% | 0.7817 | 0.067887 | 1 | 0.067887
897 | 2018 | Eversource Gas | Residential | HES - HVAC | HES HVAC | Boilers (h and dwh)>=94% | 731.1494 | 750 |  | 1676 | 20 | [13 empty] | 8.0455 | 3 | 100% | 8.0455 | 1.0199 | 2 | 100% | 1.0199 | 0.088569 | 1 | 0.088569
898 | 2018 | Eversource Electric | Residential | HES - HVAC | HES HVAC | Ductless Electric Heating | 0 | 500 |  | 3500 | 18 | 329.2949 | 38.47% | 58.74% | 0.62% | 2.16% | 100% | 329.2949 | 0 | 100% | 0 | 0.089401 | 100% | 0.089401
899 | 2018 | Eversource Electric | Residential | HES - HVAC | HES HVAC | Ductless Electric Cooling | 0 | 500 |  | 500 | 18 | 98.619 | 0% | 0% | 74.38% | 25.62% | 100% | 98.619 | 0.081881 | 100% | 0.081881 | 0 | 100% | 0
900 | 2018 | Eversource Electric | Residential | HES - HVAC | HES HVAC | ECM Circulator Pump | 4334.3291 | 50 |  | 100 | 15 | 68 | 38.47% | 58.74% | 0.62% | 2.16% | 100% | 68 | 0 | 100% | 0 | 0.015 | 100% | 0.056
901 | 2018 | Eversource Electric | Residential | HES - HVAC | HES HVAC | Ductless Fossil Fuel Heating | 1762.1336 | 187.5 |  | 500 | 18 | 329.2949 | 38.47% | 58.74% | 0.62% | 2.16% | 100% | 329.2949 | 0 | 100% | 0 | 0.089401 | 100% | 0.043
902 | 2018 | Eversource Electric | Residential | HES - HVAC | HES HVAC | Ductless Fossil Fuel Cooling | 1762.1336 | 187.5 |  | 500 | 18 | 98.619 | 0% | 0% | 74.38% | 25.62% | 100% | 98.619 | 0.081881 | 100% | 0.021 | 0 | 100% | 0
903 | 2018 | Eversource Electric | Residential | HES - HVAC | HES HVAC | Energy Efficient Central AC | 1987.2711 | 250 |  | 2150 | 18 | 135.75 | 0% | 0% | 74.38% | 25.62% | 58% | 78.735 | 0.16875 | 58% | 0.097875 | 0 | 58% | 0
904 | 2018 | Eversource Electric | Residential | HES - HVAC | HES HVAC | Split Heat Pump - Heating | 49.79 | 250 |  | 1075 | 18 | 544.3659 | 38.47% | 58.74% | 0.62% | 2.16% | 58% | 315.7322 | 0 | 58% | 0 | 0 | 58% | 0
905 | 2018 | Eversource Electric | Residential | HES - HVAC | HES HVAC | Split Heat Pump - Cooling | 49.79 | 250 |  | 1075 | 18 | 170.7982 | 0% | 0% | 74.38% | 25.62% | 58% | 99.0629 | 0.21232 | 58% | 0.12314 | 0 | 58% | 0
906 | 2018 | Eversource Electric | Residential | HES - HVAC | HES HVAC | Geothermal Heat Pump - Heating | 46.5428 | 750 |  | 1500 | 18 | 1079.7 | 38.47% | 58.74% | 0.62% | 2.16% | 100% | 1079.7 | 0 | 100% | 0 | 0.31 | 100% | 0.31
907 | 2018 | Eversource Electric | Residential | HES - HVAC | HES HVAC | Geothermal Heat Pump - Cooling | 46.5428 | 750 |  | 1500 | 18 | 368.42 | 0% | 0% | 74.38% | 25.62% | 100% | 368.42 | 0.473 | 100% | 0.473 | 0 | 100% | 0
908 | 2018 | Eversource Electric | Residential | HES - HVAC | HES HVAC | Heat Pump Water Heater<55 gal | 1974.2824 | 475 |  | 1200 | 13 | 1070 | 37.19% | 33.88% | 14.64% | 14.29% | 100% | 1070 | 0.021 | 100% | 0.021 | 0.015 | 100% | 0.015 | 2.1497 | 4 | 100% | 2.1497 | 2.1499 | 5 | 100% | 2.1499
909 | 2019 | Eversource Electric | Residential | HES - HVAC | HES HVAC | Heat Pump Water Heater>=55 gal | 493.5706 | 475 |  | 1200 | 13 | 161 | 37.19% | 33.88% | 14.64% | 14.29% | 100% | 161 | 0.003 | 100% | 0.003 | 0.002 | 100% | 0.002 | 2.1497 | 4 | 100% | 2.1497 | 2.1499 | 5 | 100% | 2.1499
910 | 2018 | Eversource Gas | Residential | HES - HVAC | HES HVAC | Storage Water Heater | 2.5722 | 300 |  | 100 | 11 | [13 empty] | 1.0719 | 2 | 100% | 1.0719 |  |  |  |  | 0.0034407 | 1 | 0.0034407
911 | 2018 | Eversource Gas | Residential | HES - HVAC | HES HVAC | On-Demand Tankless Water Heater | 462.997 | 300 |  | 2014 | 20 | [13 empty] | 3.8114 | 2 | 100% | 3.8114 |  |  |  |  | 0.012235 | 1 | 0.012235
912 | 2018 | Eversource Electric | Residential | HES - Income Eligible | Core Services | BD Heating | 10566.8324 | 66.0294 | 179.6699 |  | 20 | 90.5867 | 38.47% | 58.74% | 0.62% | 2.16% | 92.5% | 83.7927 | 0 | 92.5% | 0 | 0.01 | 92.5% | 0.00925 | 3.8611 | 4 | 92.5% | 3.5715
913 | 2018 | Eversource Electric | Residential | HES - Income Eligible | Core Services | BD Cooling | 4891.0549 |  |  |  | 20 | 10.4088 | 0% | 0% | 74.38% | 25.62% | 92.5% | 9.6281 | 0.001 | 92.5% | 0.000925 |  | 92.5%
914 | 2018 | Eversource Electric | Residential | HES - Income Eligible | Core Services | Prescriptive Air Sealing | 3783.8517 | 29.3492 | 78.3077 |  | 20 | 52.3138 | 38.47% | 58.74% | 0.62% | 2.16% | 56.5% | 29.5573 | 0 | 56.5% | 0 | 0 | 56.5% | 0 | 0.96528 | 4 | 56.5% | 0.54538
915 | 2018 | Eversource Electric | Residential | HES - Income Eligible | Core Services | Prescriptive Air Sealing | 1630.3516 | 38.2867 |  |  | 20 | 14.4537 | 0% | 0% | 74.38% | 25.62% | 56.5% | 8.1664 | 0 | 56.5% | 0 |  | 56.5%
916 | 2018 | Eversource Electric | Residential | HES - Income Eligible | Core Services | DS Heating | 163.0352 | 59.2558 | 96.9119 |  | 20 | 103.0671 | 38.47% | 58.74% | 0.62% | 2.16% | 92.5% | 95.337 | 0 | 92.5% | 0 | 0.1 | 92.5% | 0.0925 | 1.3203 | 4 | 92.5% | 1.2213
917 | 2018 | Eversource Electric | Residential | HES - Income Eligible | Core Services | DS Cooling | 163.0352 | 59.2558 |  |  | 20 | 74.7441 | 0% | 0% | 74.38% | 25.62% | 92.5% | 69.1383 | 0.1 | 92.5% | 0.0925 | 0 | 92.5% | 0
918 | 2018 | Eversource Electric | Residential | HES - Income Eligible | Core Services | LED | 14673.1647 | 106.3248 |  |  | 6 | 266.7393 | 42.14% | 32.46% | 13.88% | 11.52% | 100% | 266.7393 | 0.019874 | 100% | 0.019874 | 0.040768 | 100% | 0.040768 | -0.23468 | 3 | 100% | -0.23468 | -0.20717 | 4 | [6 empty] | -12.8035 | 10.5
919 | 2018 | Eversource Electric | Residential | HES - Income Eligible | Core Services | LED | 14673.1647 | 91.1355 |  |  | 6 | 131.9041 | 42.14% | 32.46% | 13.88% | 11.52% | 100% | 131.9041 | 0.00936 | 100% | 0.00936 | 0.017472 | 100% | 0.017472 | -0.11605 | 3 | 100% | -0.11605 | -0.10245 | 4 | [6 empty] | -6.3314 | 21
920 | 2018 | Eversource Electric | Residential | HES - Income Eligible | Core Services | Fix | 14673.1647 | 53.1624 |  |  | 7 | 67.3495 | 42.14% | 32.46% | 13.88% | 11.52% | 100% | 67.3495 | 0.00468 | 100% | 0.00468 | 0.005824 | 100% | 0.005824 | -0.059254 | 3 | 100% | -0.059254 | -0.052308 | 4 | [6 empty] | -3.2328 | 5
921 | 2018 | Eversource Electric | Residential | HES - Income Eligible | Core Services | DHW | 13042.8131 | 5.6607 | 16.1685 |  | 6 | 41.9848 | 37.19% | 33.88% | 14.64% | 14.29% | 100% | 41.9848 | 0 | 100% | 0 | 0 | 100% | 0 | 0.29421 | 4 | 100% | 0.29421 | [7 empty] | 1200
922 | 2018 | Eversource Electric | Residential | HES - Income Eligible | Add on | Insulation Heating | 4158.9015 | 202.6341 | 336.5371 |  | 25 | 196.7948 | 38.47% | 58.74% | 0.62% | 2.16% | 70% | 137.7563 | 0 | 70% | 0 | 0 | 70% | 0 | 0.91187 | 4 | 68% | 0.62007
923 | 2018 | Eversource Electric | Residential | HES - Income Eligible | Add on | Insulation Cooling | 163.0352 |  |  |  | 25 | 16.6332 | 0% | 0% | 74.38% | 25.62% | 70% | 11.6432 | 0 | 70% | 0 | 0 | 70% | 0
924 | 2018 | Eversource Electric | Residential | HES - Income Eligible | Add on | HVAC Heating | 815.1758 | 566.0651 | 1260.2574 |  | 18 | 425.2932 | 38.47% | 58.74% | 0.62% | 2.16% | 90% | 382.7639 | 0 | 90% | 0 | 0.1 | 90% | 0.09 | 3.3286 | 4 | 64% | 2.1303
925 | 2018 | Eversource Electric | Residential | HES - Income Eligible | Add on | HVAC Cooling | 815.1758 |  |  |  | 18 | 58.7625 | 0% | 0% | 74.38% | 25.62% | 90% | 52.8862 | 0.1 | 90% | 0.09 | 0 | 90% | 0
926 | 2018 | Eversource Electric | Residential | HES - Income Eligible | Add on | Clean Test/Repairs Heating | 120.8046 | 0 | 146.0189 |  | 1 | 0 | 38.47% | 58.74% | 0.62% | 2.16% | 100% | 0 | 0 | 100% | 0 | 0 | 100% | 0 | 0.55476 | 4 | 100% | 0.55476
927 | 2018 | Eversource Electric | Residential | HES - Income Eligible | Add on | Windows Heating | 489.1055 | 44.5495 | 1640.9732 |  | 25 | 94.3442 | 38.47% | 58.74% | 0.62% | 2.16% | 100% | 94.3442 | 0 | 100% | 0 | 0 | 100% | 0 | 3.6059 | 4 | 100% | 3.6059
928 | 2018 | Eversource Electric | Residential | HES - Income Eligible | Add on | Windows Cooling | 489.1055 | 44.5495 |  |  | 25 | 9.4344 | 0% | 0% | 74.38% | 25.62% | 100% | 9.4344 | 0 | 100% | 0 | 0 | 100% | 0
929 | 2018 | Eversource Electric | Residential | HES - Income Eligible | Add on | Refrigerators/Freezer | 2570.0498 | 628.4569 |  | 100 | 12 | 650.7173 | 39.06% | 27.97% | 19.03% | 13.93% | 100% | 650.7173 | 0.11713 | 100% | 0.11713 | 0.065072 | 100% | 0.065072
930 | 2018 | Eversource Electric | Residential | HES - Income Eligible | Add on | HPWH | 145.5982 | 2.1098 |  |  | 10 | 41.9623 | 37.19% | 33.88% | 14.64% | 14.29% | 100% | 41.9623 | 0.17 | 100% | 0.17 | 0.2 | 100% | 0.2
931 | 2018 | Eversource Electric | Residential | HES - Income Eligible | Add on | ECM | 163.0352 | 120 |  |  | 15 | 235.0364 | 38.47% | 58.74% | 0.62% | 2.16% | 100% | 235.0364 | 0 | 100% | 0 | 0 | 100% | 0
932 | 2018 | Eversource Electric | Residential | HES - Income Eligible | Add on | Wi-fi T-stat | 141.8769 | 32.5242 |  |  | 15 | 13.1308 | 38.47% | 58.74% | 0.62% | 2.16% | 100% | 13.1308 | 0 | 100% | 0 | 0 | 100% | 0
933 | 2018 | Eversource Electric | Residential | HES - Income Eligible | Core Services | Admin | 14673.1647 | 60.7626 | 22.1755
934 | 2018 | Eversource Gas | Residential | HES - Income Eligible | Core Services | BD Heating | 3923.6132 | 494.4399 |  |  | 20 | [13 empty] | 8.1938 | 3 | 92.5% | 7.5793 |  |  |  |  | 0.080053 | 0.925 | 0.074049
935 | 2018 | Eversource Gas | Residential | HES - Income Eligible | Core Services | Prescriptive Air Sealing | 1569.4453 | 88.3951 |  |  | 20 | [13 empty] | 7.3744 | 3 | 56.5% | 4.1665 |  |  |  |  | 0.072048 | 0.565 | 0.040707
936 | 2018 | Eversource Gas | Residential | HES - Income Eligible | Core Services | DS heating | 52.3148 | 202.125 |  |  | 20 | [13 empty] | 3.6735 | 3 | 93% | 3.4164 |  |  |  |  | 0.03589 | 0.93 | 0.033378
937 | 2018 | Eversource Gas | Residential | HES - Income Eligible | Core Services | DHW | 4185.1874 | 30 |  |  | 5 | [13 empty] | 0.91388 | 2 | 100% | 0.91388 |  |  |  |  | 0.0029336 | 1 | 0.0029336 | 1200
938 | 2018 | Eversource Gas | Residential | HES - Income Eligible | Add on | Insulation Heating | 1387.5844 | 1000 |  |  | 25 | [13 empty] | 4.4404 | 3 | 0.688 | 3.055 |  |  |  |  | 0.043383 | 0.688 | 0.029847
939 | 2018 | Eversource Gas | Residential | HES - Income Eligible | Add on | HVAC Heating | 261.5742 | 1710 |  |  | 18 | [13 empty] | 3.6514 | 3 | 63.7% | 2.326 |  |  |  |  | 0.035675 | 0.637 | 0.022725
940 | 2018 | Eversource Gas | Residential | HES - Income Eligible | Add on | Windows Heating | 156.9445 | 2925 |  |  | 20 | [13 empty] | 5.6595 | 3 | 100% | 5.6595 |  |  |  |  | 0.055293 | 1 | 0.055293
941 | 2018 | Eversource Gas | Residential | HES - Income Eligible | Add on | Clean Test/Repairs Heating | 15.9427 | 300 |  |  | 1 | [13 empty] | 3.6015 | 3 | 100% | 3.6015 |  |  |  |  | 0.035187 | 1 | 0.035187
942 | 2018 | Eversource Gas | Residential | HES - Income Eligible | Add on | Wi-fi T-stat | 52.3148 | 100 |  |  | 15 | [13 empty] | 8.6436 | 3 | 100% | 8.6436 |  |  |  |  | 0.084448 | 1 | 0.084448
943 | 2018 | Eversource Gas | Residential | HES - Income Eligible | Core Services | Admin | 4708.3358 | 172
944 | 2018 | Eversource Electric | Residential | New Construction | HERS Path | Heating | 1554.7304 | 394.7559 | 0 | 394.7559 | 25 | 397.1955 | 55% | 30% | 5% | 10% | 100% | 433.9989 | 0 | 100% | 0 | 0.13803 | 100% | 0.13803 | 2.9151 | 5 | 100% | 2.9151 | 0 | 0 | 0% | 0 | 0 | 0 | 0 | 0 | 0 | 0
945 | 2018 | Eversource Electric | Residential | New Construction | HERS Path | Cooling | 1554.7304 | 394.7559 | 0 | 394.7559 | 25 | 131.0996 | 5% | 5% | 65% | 25% | 100% | 151.674 | 0.060775 | 100% | 0.074493 | 0 | 100% | 0 | 0 | 0 | 0% | 0 | 0 | 0 | 0% | 0 | 0 | 0 | 0 | 0 | 0 | 0
946 | 2018 | Eversource Electric | Residential | New Construction | HERS Path | DHW | 1554.7304 | 394.7559 | 0 | 394.7559 | 25 | 64.0496 | 30% | 30% | 20% | 20% | 100% | 69.1316 | 0.021883 | 100% | 0.023619 | 0.12342 | 100% | 0.12342 | 0.39693 | 5 | 100% | 0.39693 | 0 | 0 | 0% | 0 | 0 | 0 | 0 | 500 | 0 | 0
947 | 2018 | Eversource Electric | Residential | New Construction | HERS Path | Lighting | 1554.7304 | 394.7559 | 0 | 394.7559 | 6 | 465.9011 | 30% | 30% | 20% | 20% | 100% | 527.8446 | 0.25466 | 100% | 0.25644 | 0.1608 | 100% | 0.1675 | 0 | 5 | 0% | -0.27479 | 0 | 3 | 0% | -0.3096 | 0 | 0 | 0 | 0 | 0 | 170
948 | 2018 | Eversource Electric | Residential | New Construction | Perscriptive | Heating | 358.7486 | 108.4716 | 0 | 108.4716 | 25 | 152.3142 | 55% | 30% | 5% | 10% | 100% | 136.0707 | 0 | 100% | 0 | 0.15747 | 100% | 0.15747 | 0 | 0 | 0% | 0 | 0 | 0 | 0% | 0 | 0 | 0 | 0 | 0 | 0 | 0
949 | 2018 | Eversource Electric | Residential | New Construction | Perscriptive | Cooling | 358.7486 | 108.4716 | 0 | 108.4716 | 25 | 82.8108 | 5% | 5% | 65% | 25% | 100% | 77.1496 | 0.14661 | 100% | 0.14661 | 0 | 100% | 0 | 0 | 0 | 0% | 0 | 0 | 0 | 0% | 0 | 0 | 0 | 0 | 0 | 0 | 0
950 | 2018 | Eversource Electric | Residential | New Construction | Perscriptive | DHW | 358.7486 | 108.4716 | 0 | 108.4716 | 25 | 19.3838 | 30% | 30% | 20% | 20% | 100% | 16.9093 | 0.054901 | 100% | 0.054901 | 0.27287 | 100% | 0.27287 | 0 | 0 | 0% | 0 | 0 | 0 | 0% | 0 | 0 | 0 | 0 | 500 | 0 | 0
951 | 2018 | Eversource Electric | Residential | New Construction | Perscriptive | Lighting | 358.7486 | 108.4716 | 0 | 108.4716 | 6 | 256.0007 | 30% | 30% | 20% | 20% | 100% | 238.4381 | 0.5271 | 100% | 0.5271 | 0.22042 | 100% | 0.27553 | 0 | 5 | 0% | -0.12413 | 0 | 3 | 0% | -0.13985 | 0 | 0 | 0 | 0 | 0 | 170
952 | 2018 | Eversource Gas | Residential | New Construction | HERS Path | Heating | 386.7568 | 1048.1925 | 0 | 524.0962 | 25 | 0 | 0% | 0% | 0% | 0% | 100% | 0 | 0 | 100% | 0 | 0 | 100% | 0 | 9.4542 | 3 | 100% | 9.4542 | 0 | 0 | 0% | 0 | 0.092368 | 1 | 0.092368 | 0 | 0 | 0
953 | 2018 | Eversource Gas | Residential | New Construction | HERS Path | DHW | 386.7568 | 1048.1925 | 0 | 524.0962 | 20 | 0 | 0% | 0% | 0% | 0% | 100% | 0 | 0 | 100% | 0 | 0 | 100% | 0 | 5.3222 | 2 | 100% | 5.3222 | 0 | 0 | 0% | 0 | 0.017084 | 1 | 0.017084 | 300 | 0 | 0
954 | 2018 | Eversource Gas | Residential | New Construction | Perscriptive | Heating | 229.4325 | 272.3784 | 0 | 136.1892 | 25 | 0 | 0% | 0% | 0% | 0% | 100% | 0 | 0 | 100% | 0 | 0 | 100% | 0 | 16.7745 | 3 | 100% | 16.7745 | 0 | 0 | 0% | 0 | 0.16389 | 1 | 0.16389 | 0 | 0 | 0
955 | 2018 | Eversource Gas | Residential | New Construction | Perscriptive | DHW | 229.4325 | 272.3784 | 0 | 136.1892 | 20 | 0 | 0% | 0% | 0% | 0% | 100% | 0 | 0 | 100% | 0 | 0 | 100% | 0 | 7.0823 | 2 | 100% | 7.0823 | 0 | 0 | 0% | 0 | 0.022734 | 1 | 0.022734 | 300 | 0 | 0
956 | 2018 | Eversource Electric | Residential | Behavior | Opower | Year 1 | 417200 | 6.6347 | 0 | 0 | 1 | 26.5479 | 30% | 30% | 20% | 20% | 100% | 26.5479 | 0.0060612 | 100% | 0.0060612 | 0.0060612 | 100% | 0.0060612 | 0 | 0 | 0% | 0 | 0 | 0 | 0% | 0 | 0 | 0 | 0 | 0 | 0 | 0
957 | 2018 | Eversource Electric | Residential | Behavior | Opower | Year 2 | 417200 | 0 | 0 | 0 | 2 | 18.9233 | 30% | 30% | 20% | 20% | 100% | 18.9233 | 0.0043204 | 100% | 0.0043204 | 0.0043204 | 100% | 0.0043204 | 0 | 0 | 0% | 0 | 0 | 0 | 0% | 0 | 0 | 0 | 0 | 0 | 0 | 0
958 | 2018 | Eversource Electric | Residential | Behavior | Opower | Year 3 | 417200 | 0 | 0 | 0 | 3 | -10.7531 | 30% | 30% | 20% | 20% | 100% | -10.7531 | -0.002455 | 100% | -0.002455 | -0.002455 | 100% | -0.002455 | 0 | 0 | 0% | 0 | 0 | 0 | 0% | 0 | 0 | 0 | 0 | 0 | 0 | 0
959 | 2018 | Eversource Electric | Residential | Behavior | Opower | Year 4 | 417200 | 0 | 0 | 0 | 4 | 57.7188 | 30% | 30% | 20% | 20% | 100% | 57.7188 | 0.013178 | 100% | 0.013178 | 0.013178 | 100% | 0.013178 | 0 | 0 | 0% | 0 | 0 | 0 | 0% | 0 | 0 | 0 | 0 | 0 | 0 | 0
960 | 2018 | Eversource Electric | C&I | Energy Conscious Blueprint | Energy Conscious Blueprint | Cooling | 1 | 2602427.3334 |  | 650606.8334 | 17.21 | 6302766.3036 | 3% | 2% | 80% | 15% | 72.24% | 4553118.3777 | 2526.7796 | 54.7% | 1382.1484 | 281.1465 | 89.5% | 251.6261
961 | 2018 | Eversource Electric | C&I | Energy Conscious Blueprint | Energy Conscious Blueprint | Domestic Hot Water | 1 | 1887.063 |  | 471.7658 | 10 | 19705.4118 | 50% | 10% | 30% | 10% | 76.45% | 15064.7873 | 2.2522 | 40% | 0.90089 | 2.2522 | 40% | 0.90089
962 | 2018 | Eversource Electric | C&I | Energy Conscious Blueprint | Energy Conscious Blueprint | Heating | 1 | 1979474.7586 |  | 494868.6897 | 15.035 | 4794050.0192 | 60% | 35% | 5% | 0% | 88.65% | 4249925.342 | 108.5998 | 68.8% | 74.7167 | 1534.5819 | 112.6% | 1727.9392
963 | 2018 | Eversource Electric | C&I | Energy Conscious Blueprint | Energy Conscious Blueprint | Lighting | 1 | 2400155.9183 |  | 600038.9796 | 14.5575 | 14584120.1563 | 50% | 10% | 30% | 10% | 99.41% | 14498073.8473 | 2296.4439 | 103.7% | 2381.4123 | 1634.9621 | 96.8% | 1582.6434 | -5290.3471 | 7 | 100% | -5290.3471 | [8 empty] | 53174.5854
964 | 2018 | Eversource Electric | C&I | Energy Conscious Blueprint | Energy Conscious Blueprint | Motor | 1 | 133614.5462 |  | 33403.6366 | 15.0002 | 842923.7742 | 50% | 10% | 30% | 10% | 76.45% | 644415.2254 | 18.0277 | 77.3% | 13.9354 | 153.8906 | 80.9% | 124.4975
965 | 2018 | Eversource Electric | C&I | Energy Conscious Blueprint | Energy Conscious Blueprint | Other | 1 | 547333.2545 |  | 136833.3136 | 14.2192 | 3330574.3591 | 50% | 10% | 30% | 10% | 76.45% | 2546224.0975 | 659.4113 | 40% | 263.7645 | 368.7489 | 40% | 147.4996
966 | 2018 | Eversource Electric | C&I | Energy Conscious Blueprint | Energy Conscious Blueprint | Process | 1 | 4330101.0345 |  | 1082525.2586 | 15.846 | 10486984.4169 | 50% | 10% | 30% | 10% | 57.69% | 6049941.3101 | 1524.4688 | 65.6% | 1000.0516 | 1827.9071 | 68.2% | 1246.6327
967 | 2018 | Eversource Electric | C&I | Energy Conscious Blueprint | Energy Conscious Blueprint | Refrigeration | 1 | 377124.3583 |  | 94281.0896 | 14.5307 | 1450087.6252 | 30% | 30% | 20% | 20% | 105.2% | 1525202.1642 | 374.9595 | 106.4% | 398.957 | 261.1008 | 111.3% | 290.6052
968 | 2018 | Eversource Gas | C&I | Energy Conscious Blueprint | Energy Conscious Blueprint | Heating - New Equipment | 1 | 301441.9042 |  | 108519.0855 | 17.7383 | [13 empty] | 7336.487 | 7 | 82.3% | 6037.9288 |  |  |  |  | 81.669 | 0.823 | 67.2136
969 | 2018 | Eversource Gas | C&I | Energy Conscious Blueprint | Energy Conscious Blueprint | Domestic Hot Water | 1 | 259124.9241 |  | 85511.225 | 14.9412 | [13 empty] | 7625.2408 | 6 | 82.3% | 6275.5732 |  |  |  |  | 7.5361 | 0.823 | 6.2022
970 | 2018 | Eversource Gas | C&I | Energy Conscious Blueprint | Energy Conscious Blueprint | Heating | 1 | 3023124.1149 |  | 1088324.6814 | 14.5306 | [13 empty] | 61023.1924 | 7 | 82.3% | 50222.0874 |  |  |  |  | 424.1723 | 0.823 | 349.0938
971 | 2018 | Eversource Gas | C&I | Energy Conscious Blueprint | Energy Conscious Blueprint | None | 1 | 43187.4874 |  | 0 | 1 | [13 empty] | 0 | 6 | 82.3% | 0 |  |  |  |  | 0 | 0.823 | 0
972 | 2018 | Eversource Gas | C&I | Energy Conscious Blueprint | Energy Conscious Blueprint | Other | 1 | 103649.9697 |  | 24875.9927 | 12.3782 | [13 empty] | 4698.1038 | 6 | 82.3% | 3866.5395 |  |  |  |  | 11.6782 | 0.823 | 9.6111
973 | 2018 | Eversource Gas | C&I | Energy Conscious Blueprint | Energy Conscious Blueprint | Process | 1 | 595987.3255 |  | 411231.2546 | 20 | [13 empty] | 10553.9593 | 6 | 58.3% | 6152.9583 |  |  |  |  | 24.0267 | 0.583 | 14.0076
974 | 2018 | Eversource Electric | C&I | Energy Opportunities | Energy Opportunities | Cooling | 1 | 3513496.8317 |  | 7466180.7675 | 11.12 | 15883333.1694 | 3% | 2% | 80% | 15% | 80.8% | 12833733.2009 | 1610.8645 | 92.8% | 1494.8822 | 334.432 | 128% | 428.073
975 | 2018 | Eversource Electric | C&I | Energy Opportunities | Energy Opportunities | Domestic Hot Water | 1 | 2896.9779 |  | 6156.0781 | 7.0664 | 22497.677 | 50% | 10% | 30% | 10% | 98.4% | 22137.7142 | 3.5447 | 113% | 4.0055 | 3.5447 | 155.8% | 5.5226
976 | 2018 | Eversource Electric | C&I | Energy Opportunities | Energy Opportunities | Heating | 1 | 1756748.4159 |  | 3733090.3837 | 11.83 | 5387842.9849 | 60% | 35% | 5% | 0% | 86.1% | 4638932.81 | 25.0233 | 98.8% | 24.723 | 865.1537 | 136.3% | 1179.2045
977 | 2018 | Eversource Electric | C&I | Energy Opportunities | Energy Opportunities | Lighting | 1 | 17216134.4755 |  | 36584285.7605 | 11.58 | 72551704.9543 | 50% | 10% | 30% | 10% | 96.5% | 70012395.2809 | 10026.517 | 110.8% | 11109.3809 | 8639.9266 | 152.8% | 13201.8078 | -25547.523 | 7 | 100% | -25547.523 | [8 empty] | 256784.4622
978 | 2018 | Eversource Electric | C&I | Energy Opportunities | Energy Opportunities | Motor | 1 | 389338.5628 |  | 827344.446 | 13.4665 | 2824988.6835 | 50% | 10% | 30% | 10% | 93.9% | 2652664.3738 | 98.9446 | 107.9% | 106.7612 | 295.5916 | 148.8% | 439.8404
979 | 2018 | Eversource Electric | C&I | Energy Opportunities | Energy Opportunities | Other | 1 | 3864846.5149 |  | 8212798.8442 | 13.11 | 8009845.5679 | 50% | 10% | 30% | 10% | 98.4% | 7881688.0388 | 895.7912 | 113% | 1012.2441 | 1435.4271 | 155.8% | 2236.3955
980 | 2018 | Eversource Electric | C&I | Energy Opportunities | Energy Opportunities | Process | 1 | 1405398.7327 |  | 2986472.307 | 11.27 | 6265932.3384 | 50% | 10% | 30% | 10% | 97.8% | 6128081.8269 | 643.6638 | 112.3% | 722.8345 | 607.4663 | 154.9% | 940.9653
981 | 2018 | Eversource Electric | C&I | Energy Opportunities | Energy Opportunities | Refrigeration | 1 | 589453.6585 |  | 1252589.0244 | 8.62 | 2618498.7772 | 30% | 30% | 20% | 20% | 97.8% | 2560891.8041 | 109.8299 | 112.3% | 123.3389 | 196.2703 | 154.9% | 304.0227
982 | 2018 | Eversource Electric | C&I | Energy Opportunities | Energy Opportunities | Comp | 1 | 6396654.1474 |  | 0 | 0 | 0 |  |  |  |  | 100% | 0 | 0 | 100% | 0 | 0 | 100% | 0
983 | 2018 | Eversource Gas | C&I | Energy Opportunities | Energy Opportunities | Domestic Hot Water | 1 | 239737.9931 |  | 484270.746 | 10.2903 | [13 empty] | 13103.1829 | 6 | 84.8% | 11111.4991 |  |  |  |  | 36.3015 | 1.01 | 36.6645
984 | 2018 | Eversource Gas | C&I | Energy Opportunities | Energy Opportunities | Heating | 1 | 1793525.412 |  | 3335957.2664 | 11.8457 | [13 empty] | 76222.9736 | 7 | 84.8% | 64637.0816 |  |  |  |  | 476.0366 | 1.01 | 480.7969
985 | 2018 | Eversource Gas | C&I | Energy Opportunities | Energy Opportunities | Other | 1 | 285333.5883 |  | 0 | 1 | [13 empty] | 0 | 6 | 84.8% | 0 |  |  |  |  | 0 | 1.01 | 0
986 | 2018 | Eversource Gas | C&I | Energy Opportunities | Energy Opportunities | Process | 1 | 10773.8219 |  | 16160.7328 | 10.0005 | [13 empty] | 1656.2134 | 6 | 84.8% | 1404.469 |  |  |  |  | 4.4447 | 1.01 | 4.4892
987 | 2018 | Eversource Electric | C&I | Small Business | Small Business | Cooling | 1 | 203925.3014 |  | 305887.9521 | 10.9649 | 637756.4221 | 3% | 2% | 80% | 15% | 81.7% | 521046.9968 | 99.8766 | 76.3% | 76.2058 | 11.2715 | 80.1% | 9.0285
988 | 2018 | Eversource Electric | C&I | Small Business | Small Business | Domestic Hot Water | 1 | 1538.9054 |  | 2308.3582 | 9.132 | 37139.7779 | 50% | 10% | 30% | 10% | 95.9% | 35617.047 | 2.0228 | 89.6% | 1.8124 | 2.0228 | 94% | 1.9014
989 | 2018 | Eversource Electric | C&I | Small Business | Small Business | Heating | 1 | 13680.4267 |  | 20520.6401 | 12.0949 | 66543.9026 | 60% | 35% | 5% | 0% | 96.2% | 64015.2343 | 2.3502 | 89.9% | 2.1128 | 4.1742 | 94.3% | 3.9363
990 | 2018 | Eversource Electric | C&I | Small Business | Small Business | Lighting | 1 | 9950979.9249 |  | 14926469.8873 | 12.1883 | 32932605.5113 | 50% | 10% | 30% | 10% | 94.9% | 31253042.6303 | 4424.4584 | 88.7% | 3924.4946 | 4864.7071 | 93.1% | 4529.0423 | -11404.2353 | 7 | 100% | -11404.2353 | [8 empty] | 114626.7845
991 | 2018 | Eversource Electric | C&I | Small Business | Small Business | Motor | 1 | 6632.7074 |  | 9949.0611 | 10 | 21418.1605 | 50% | 10% | 30% | 10% | 95.9% | 20540.0159 | 0 | 89.6% | 0 | 0 | 94% | 0
992 | 2018 | Eversource Electric | C&I | Small Business | Small Business | Other | 1 | 37468.9914 |  | 56203.4871 | 8.8205 | 54498.0055 | 50% | 10% | 30% | 10% | 95.9% | 52263.5873 | 2.7945 | 89.6% | 2.5039 | 2.7945 | 94% | 2.6268
993 | 2018 | Eversource Electric | C&I | Small Business | Small Business | Process | 1 | 18054.4966 |  | 27081.7448 | 15 | 82394.0897 | 50% | 10% | 30% | 10% | 95.9% | 79015.932 | 13.8906 | 89.6% | 12.446 | 13.8906 | 94% | 13.0572
994 | 2018 | Eversource Electric | C&I | Small Business | Small Business | Refrigeration | 1 | 682514.6931 |  | 1023772.0397 | 12.5569 | 3010470.1363 | 30% | 30% | 20% | 20% | 94.9% | 2856936.1594 | 181.969 | 88.6% | 161.2245 | 181.9924 | 93% | 169.2529
995 | 2018 | Eversource Electric | C&I | Small Business | Small Business | Comp | 1 | 2072457.419 |  | 0 | 0 | 0 |  |  |  |  | 1 | 0 | 0 | 1 | 0 | 0 | 1 | 0
996 | 2018 | Eversource Electric | C&I | Small Business | Small Business | None | 1 | 280884.7308 |  | 0 | 0 | 0 |  |  |  |  | 1 | 0 | 0 | 1 | 0 | 0 | 1 | 0
997 | 2018 | Eversource Gas | C&I | Small Business | Small Business | Domestic Hot Water | 1 | 9464.8727 |  | 17643.7137 | 9.4726 | [13 empty] | 537.0916 | 6 | 1 | 537.0916 |  |  |  |  | 9.6298 | 1 | 9.6298
998 | 2018 | Eversource Gas | C&I | Small Business | Small Business | Heating | 1 | 92443.6341 |  | 186714.9583 | 11.6271 | [13 empty] | 2957.5778 | 7 | 1 | 2957.5778 |  |  |  |  | 28.0341 | 1 | 28.0341
999 | 2018 | Eversource Gas | C&I | Small Business | Small Business | Other | 1 | 45605.5262 |  | 180.8237 | 8 | [13 empty] | 182.1479 | 6 | 100% | 182.1479 |  |  |  |  | 0 | 1 | 0
1000 | 2018 | Eversource Gas | C&I | Small Business | Small Business | Process | 1 | 57957.4878 |  | 86936.2317 | 14 | [13 empty] | 2927.5962 | 6 | 100% | 2927.5962 |  |  |  |  | 9.8904 | 1 | 9.8904
1001 | 2018 | Eversource Gas | C&I | Small Business | Small Business | Water | 1 | 0 |  | 0 | 1 | [13 empty] | 0 | 6 | 100% | 0 |  |  |  |  | 0 | 1 | 0
1002 | 2018 | Eversource Electric | C&I | Business and Energy Sustainability | O&M | Cooling | 1 | 32902.6429 |  | 58493.5874 | 10 | 541325.3891 | 3% | 2% | 80% | 15% | 73% | 395167.5341 | 13.2382 | 84% | 11.1201 | 0 | 101% | 0
1003 | 2018 | Eversource Electric | C&I | Business and Energy Sustainability | O&M | Lighting | 1 | 464762.3694 |  | 826244.2123 | 5 | 3706530.3316 | 50% | 10% | 30% | 10% | 73% | 2705767.142 | 694.229 | 84% | 583.1524 | 533.0187 | 101% | 538.3489 | -987.3344 | 7 | 100% | -987.3344 | [8 empty] | 9923.9421
1004 | 2018 | Eversource Electric | C&I | Business and Energy Sustainability | O&M | Other | 1 | 462567.3778 |  | 822342.005 | 5 | 2882565.1838 | 50% | 10% | 30% | 10% | 73% | 2104272.5842 | 128.6033 | 84% | 108.0268 | 128.6033 | 101% | 129.8894
1005 | 2018 | Eversource Electric | C&I | Business and Energy Sustainability | O&M | Process | 1 | 208482.0865 |  | 370634.8204 | 5.2388 | 1390024.5258 | 50% | 10% | 30% | 10% | 73% | 1014717.9038 | 104.3257 | 84% | 87.6336 | 104.3257 | 101% | 105.3689
1006 | 2018 | Eversource Electric | C&I | Business and Energy Sustainability | O&M | Refrigeration | 1 | 492796.681 |  | 876082.9885 | 10 | 2293366.0964 | 30% | 30% | 20% | 20% | 73% | 1674157.2504 | 123.488 | 84% | 103.7299 | 318.9506 | 101% | 322.1401
1007 | 2018 | Eversource Electric | C&I | Business and Energy Sustainability | RCx | Cooling | 1 | 1883562.3735 |  | 4708905.9339 | 8 | 28348986.9169 | 3% | 2% | 80% | 15% | 74% | 20978250.3185 | 2005.6205 | 113% | 2266.3512 | 1817.2035 | 90% | 1635.4832
1008 | 2018 | Eversource Electric | C&I | Business and Energy Sustainability | RCx | Heating | 1 | 467501.6267 |  | 1168754.0668 | 8 | 5202171.81 | 60% | 35% | 5% | 0% | 74% | 3849607.1394 | 771.0484 | 113% | 871.2847 | 137.1273 | 90% | 123.4146
1009 | 2018 | Eversource Electric | C&I | Business and Energy Sustainability | RCx | Process | 1 | 138734.4072 |  | 346836.0181 | 8 | 1115046.7934 | 50% | 10% | 30% | 10% | 74% | 825134.6271 | 0 | 113% | 0 | 0 | 90% | 0
1010 | 2018 | Eversource Gas | C&I | Business and Energy Sustainability | O&M | Heating | 1 | 196336.3797 |  | 294504.5696 | 6.031 | [13 empty] | 7808.9518 | 7 | 87% | 6793.7881 |  |  |  |  | 33.5259 | 1.08 | 36.208
1011 | 2018 | Eversource Gas | C&I | Business and Energy Sustainability | O&M | None | 1 | 0 |  | 0 | 1 | [13 empty] | 0 | 6 | 87% | 0 |  |  |  |  | 0 | 1.08 | 0
1012 | 2018 | Eversource Gas | C&I | Business and Energy Sustainability | O&M | Other | 1 | 61705.7193 |  | 0 | 1 | [13 empty] | 0 | 6 | 87% | 0 |  |  |  |  | 0 | 1.08 | 0
1013 | 2018 | Eversource Gas | C&I | Business and Energy Sustainability | O&M | Process | 1 | 22438.4434 |  | 33657.6651 | 5 | [13 empty] | 5607.1399 | 6 | 87% | 4878.2117 |  |  |  |  | 1.9863 | 1.08 | 2.1453
1014 | 2018 | Eversource Gas | C&I | Business and Energy Sustainability | RCx | Heating | 1 | 186987.0283 |  | 280480.5425 | 8 | [13 empty] | 20842.8462 | 7 | 60% | 12505.7077 |  |  |  |  | 61.5256 | 0.72 | 44.2984
1015 | 2018 | Eversource Electric | C&I | Business and Energy Sustainability | PRIME | Process | 1 | 537000 |  | 0 | 5 | 2381353.3942 | 50% | 10% | 30% | 10% | 100% | 2381353.3942 | 0 | 100% | 0 | 0 | 100% | 0 | [13 empty] | 4299233.6
1016
1017
1018
1019
1020
1021
1022
1023
1024
1025
1026
1027
1028
1029
1030
1031
1032
1033
1034
1035
1036
1037
1038
1039
1040
1041
1042
1043
1044
1045
1046
1047
1048
1049
1050
1051
1052
1053
1054
1055
1056
1057
1058
1059
1060
1061
1062
1063
1064
1065
1066
1067
1068
1069
1070
1071
1072
1073
1074
1075
1076
1077
1078
1079
1080
1081
1082
1083
1084
1085
1086
1087
1088
1089
1090
1091
1092
1093
1094
1095
1096
1097
1098
1099
1100
1101
1102
1103
1104
1105
1106
1107
1108
1109
1110
1111
1112
1113
1114
1115
1116
1117
1118
1119
1120
1121
1122
1123
1124
1125
1126
1127
1128
1129
1130
1131
1132
1133
1134
1135
1136
1137
1138
1139
1140
1141
1142
1143
1144
1145
1146
1147
1148
1149
1150
1151
1152
1153
1154
1155
1156
1157
1158
1159
1160
1161
1162
1163
1164
1165
1166
1167
1168
1169
1170
1171
1172
1173
1174
1175
1176
1177
1178
1179
1180
1181
1182
1183
1184
1185
1186
1187
1188
1189
1190
1191
1192
1193
1194
1195
1196
1197
1198
1199
1200

## NH 2018 BC Model Inputs
Sector (Dropdown) | Program (Dropdown) | Subprogram (Dropdown) | Measure | End Use (Dropdown) | Quantity Year 1 | Quantity Year 2 | Quantity Year 3 | Measure Life | Total Resource Cost | Incentive | Processing Costs | Customer Cost | Free-Ridership Rate | Spillover [Participant] Rate | Spillover [Non-Participant] Rate | Net to Gross | In-Service Rate | kWh Realization Rate | kW Winter Realization Rate | kW Summer Realization Rate | Non Electric Realization Rate | Gross Annual kWh Saved
Low-Income | Home Energy Assistance | HEA (Weatherization) | Oil-Wxn: Air Sealing, Insulation, Water measures | Envelope | 180.7501 | 242.7703 | 330.1637 | 20.654 | 6067.3258 | 6067.3258 |  | 0 | 0% | 0% | 0% | 100% | 100% | 86.9% | 86.9% | 86.9% | 98.1% | 382
Low-Income | Home Energy Assistance | HEA (Weatherization) | Propane-Wxn: Air Sealing, Insulation, Water measures | Envelope | 64.8328 | 87.0787 | 118.4256 | 20.901 | 6240.5717 | 6240.5717 |  | 0 | 0% | 0% | 0% | 100% | 100% | 86.9% | 86.9% | 86.9% | 98.1% | 382
Low-Income | Home Energy Assistance | HEA (Weatherization) | Gas-Wxn: Air Sealing, Insulation, Water measures | Envelope | 71.3147 | 95.7847 | 130.2656 | 21.909 | 3515.4182 | 3515.4182 |  | 0 | 0% | 0% | 0% | 100% | 100% | 86.9% | 86.9% | 86.9% | 98.1% | 382
Low-Income | Home Energy Assistance | HEA (Weatherization) | Kerosene-Wxn: Air Sealing, Insulation, Water measures | Envelope | 128.5635 | 172.677 | 234.838 | 20.061 | 6060.588 | 6060.588 |  | 0 | 0% | 0% | 0% | 100% | 100% | 86.9% | 86.9% | 86.9% | 98.1% | 382
Low-Income | Home Energy Assistance | HEA (Weatherization) | Electric-Wxn: Air Sealing, Insulation, Water measures | Envelope | 15.0322 | 20.1902 | 27.4583 | 21.167 | 5743.488 | 5743.488 |  | 0 | 0% | 0% | 0% | 100% | 100% | 86.9% | 86.9% | 86.9% | 98.1% | 5611.4101
Low-Income | Home Energy Assistance | HEA (Weatherization) | Cord Wood-Wxn: Air Sealing, Insulation, Water measures | Envelope | 15.3951 | 20.6775 | 28.1211 | 20.498 | 5600.588 | 5600.588 |  | 0 | 0% | 0% | 0% | 100% | 100% | 86.9% | 86.9% | 86.9% | 98.1% | 382
Low-Income | Home Energy Assistance | HEA (Weatherization) | Wood Pellets-Wxn: Air Sealing, Insulation, Water measures | Envelope | 10.2634 | 13.785 | 18.7474 | 20.498 | 5600.648 | 5600.648 |  | 0 | 0% | 0% | 0% | 100% | 100% | 86.9% | 86.9% | 86.9% | 98.1% | 382
Low-Income | Home Energy Assistance | HEA (Weatherization) | Baseload SF homes | Envelope | 109.5914 | 147.1951 | 200.183 | 20 |  |  |  | 0 |  |  |  | 100% | 100% | 86.9% | 86.9% | 86.9% | 100%
0
Low-Income | Home Energy Assistance | HEA (HVAC Systems) | Oil- Thermostat | Envelope |  |  |  | 25 |  |  |  | 0 | 0% | 0% | 0% | 100% | 100% | 86.9% | 86.9% | 86.9% | 100%
Low-Income | Home Energy Assistance | HEA (HVAC Systems) | Propane- Thermostat | Envelope |  |  |  | 25 |  |  |  | 0 | 0% | 0% | 0% | 100% | 100% | 86.9% | 86.9% | 86.9% | 100%
Low-Income | Home Energy Assistance | HEA (HVAC Systems) | Gas- Thermostat | Envelope |  |  |  | 25 |  |  |  | 0 | 0% | 0% | 0% | 100% | 100% | 86.9% | 86.9% | 86.9% | 100%
Low-Income | Home Energy Assistance | HEA (HVAC Systems) | Kerosene- Thermostat | Envelope |  |  |  | 25 |  |  |  | 0 | 0% | 0% | 0% | 100% | 100% | 86.9% | 86.9% | 86.9% | 100%
Low-Income | Home Energy Assistance | HEA (HVAC Systems) | Electric- Thermostat | Envelope |  |  |  | 25 |  |  |  | 0 | 0% | 0% | 0% | 100% | 100% | 86.9% | 86.9% | 86.9% | 100%
Low-Income | Home Energy Assistance | HEA (HVAC Systems) | Wood Pellets- Thermostat | Envelope |  |  |  | 25 |  |  |  | 0 | 0% | 0% | 0% | 100% | 100% | 86.9% | 86.9% | 86.9% | 100%
Low-Income | Home Energy Assistance | HEA (HVAC Systems) | All Fuels- Thermostat | Envelope |  |  |  | 25 |  |  |  | 0 | 0% | 0% | 0% | 100% | 100% | 86.9% | 86.9% | 86.9% | 100%
0
Low-Income | Home Energy Assistance | HEA (Weatherization) | LED Lighting Products | Lighting | 3217.0135 | 4320.8559 | 5876.2951 | 5 | 12.78 | 12.78 |  | 0 | 0% | 0% | 0% | 100% | 100% | 86.9% | 86.9% | 86.9% | 100% | 60.8
Low-Income | Home Energy Assistance | HEA (Weatherization) | Refrigerator | Refrigeration | 190.6378 | 256.0507 | 348.2249 | 12 | 775 | 775 |  | 0 | 0% | 0% | 0% | 100% | 100% | 86.9% | 86.9% | 86.9% | 100% | 842
Low-Income | Home Energy Assistance | HEA (Weatherization) | Direct Install Water Measures (if broken out from Wxn) | Hot Water | [7 empty] | 0 |  |  |  | 100%
Low-Income | Home Energy Assistance | HEA (Weatherization) | User Defined | [8 empty] | 0 |  |  |  | 100%
Low-Income | Home Energy Assistance | HEA (Weatherization) | User Defined | [8 empty] | 0 |  |  |  | 100%
Low-Income | Home Energy Assistance | HEA (Weatherization) | User Defined | [8 empty] | 0 |  |  |  | 100%
0
Low-Income | Home Energy Assistance | HEA (HVAC Systems) | Oil Boiler Replacement, >=87% AFUE | HVAC | 35.2096 | 47.2909 | 64.3149 | 25 | 6721.7955 | 6721.7955 |  | 0 | 0% | 0% | 0% | 100% | 100% | 86.9% | 86.9% | 86.9% | 100% | 76.56
Low-Income | Home Energy Assistance | HEA (HVAC Systems) | Propane Boiler Replacement, >=95% AFUE | HVAC | 5.8683 | 7.8818 | 10.7192 | 25 | 5128.8571 | 5128.8571 |  | 0 | 0% | 0% | 0% | 100% | 100% | 86.9% | 86.9% | 86.9% | 100% | 399
Low-Income | Home Energy Assistance | HEA (HVAC Systems) | Gas Boiler Replacement, >=95% AFUE | HVAC | 1.6766 | 2.2519 | 3.0626 | 25 | 7550 | 7550 |  | 0 | 0% | 0% | 0% | 100% | 100% | 86.9% | 86.9% | 86.9% | 100% | 0
Low-Income | Home Energy Assistance | HEA (HVAC Systems) | Kerosene Boiler Replacement, >=87% AFUE | HVAC | 0.83832 | 1.126 | 1.5313 | 25 | 6900 | 6900 |  | 0 | 0% | 0% | 0% | 100% | 100% | 86.9% | 86.9% | 86.9% | 100% | 0
Low-Income | Home Energy Assistance | HEA (HVAC Systems) | Boiler Replacement, User Defined | HVAC | [7 empty] | 0 |  |  |  | 100%
0
Low-Income | Home Energy Assistance | HEA (HVAC Systems) | Oil Furnace Replacment, >=87% ECM | HVAC | 36.8862 | 49.5429 | 67.3775 | 20 | 5124.248 | 5124.248 |  | 0 | 0% | 0% | 0% | 100% | 100% | 86.9% | 86.9% | 86.9% | 100% | 6.7
Low-Income | Home Energy Assistance | HEA (HVAC Systems) | Propane Furnace Replacment, >=95% ECM | HVAC | 21.7964 | 29.2753 | 39.814 | 20 | 4663.1929 | 4663.1929 |  | 0 | 0% | 0% | 0% | 100% | 100% | 86.9% | 86.9% | 86.9% | 100% | 130.62
Low-Income | Home Energy Assistance | HEA (HVAC Systems) | Natural Gas Furnace Replacment, >=95% ECM | HVAC | 5.8683 | 7.8818 | 10.7192 | 20 | 5546.822 | 5546.822 |  | 0 | 0% | 0% | 0% | 100% | 100% | 86.9% | 86.9% | 86.9% | 100% | 0
Low-Income | Home Energy Assistance | HEA (HVAC Systems) | Kerosene Furnace Replacment, >=87% ECM | HVAC | 33.5329 | 45.039 | 61.2523 | 20 | 3334.7375 | 3334.7375 |  | 0 | 0% | 0% | 0% | 100% | 100% | 86.9% | 86.9% | 86.9% | 100% | 87.6
Low-Income | Home Energy Assistance | HEA (HVAC Systems) | Furnace Replacement, User Defined | HVAC | [7 empty] | 0 |  |  |  | 100%
0
Low-Income | Home Energy Assistance | HEA (Weatherization) | DHW: Heat Pump Water Heater | Hot Water |  |  |  | 13 | 1400 | 1400 |  | 0 | 0% | 0% | 0% | 100% | 100% | 86.9% | 86.9% | 86.9% | 100% | 1384
0
0
Low-Income | Home Energy Assistance | HEA (Weatherization) | WXn Admin Fee (if not captured above) | [8 empty] | 0 |  |  |  | 100%
Low-Income | Home Energy Assistance | HEA (Weatherization) | WXn Quality Assurance |  | 1 | 1 | 1 | 1 | 60000 | 60000 |  | 0 |  |  |  | 100% | 100% | 86.9% | 86.9% | 86.9% | 100%
0
Low-Income | Home Energy Assistance | HEA (Weatherization) | Base load SF Lighting | Lighting | 657.5483 | 883.1705 | 1201.0978 | 5 | 12.78 | 12.78 |  | 0 |  |  |  | 100% | 100% | 86.9% | 86.9% | 86.9% | 100% | 60.8
Low-Income | Home Energy Assistance | HEA (Weatherization) | Base load SF Fridge | Refrigeration | 54.7957 | 73.5975 | 100.0915 | 12 | 775 | 775 |  | 0 |  |  |  | 100% | 100% | 86.9% | 86.9% | 86.9% | 100% | 842
Low-Income | Home Energy Assistance | HEA (Weatherization) | User Defined | [8 empty] | 0 |  |  |  | 100%
Low-Income | Home Energy Assistance | HEA (HVAC Systems) | User Defined | [8 empty] | 0 |  |  |  | 100%
Low-Income | Home Energy Assistance | HEA (HVAC Systems) | User Defined | [8 empty] | 0 |  |  |  | 100%
Low-Income | Home Energy Assistance | HEA (HVAC Systems) | User Defined | [8 empty] | 0 |  |  |  | 100%
0
0
0
Residential | Home Performance with Energy Star | HPwES (Weatherization) | Oil-Wxn: Air Sealing, Insulation, Water measures | Envelope | 290.0079 | 519.5176 | 818.61 | 20 | 7094.9627 | 3547.4813 |  | 3547.4813 | 0% | 0% | 0% | 100% | 100% | 100% | 100% | 100% | 100% | 225
Residential | Home Performance with Energy Star | HPwES (Weatherization) | Propane-Wxn: Air Sealing, Insulation, Water measures | Envelope | 117.1582 | 209.8761 | 330.7042 | 20 | 6558.533 | 3279.2665 |  | 3279.2665 | 0% | 0% | 0% | 100% | 100% | 100% | 100% | 100% | 100% | 225
Residential | Home Performance with Energy Star | HPwES (Weatherization) | Gas-Wxn: Air Sealing, Insulation, Water measures | Envelope |  |  |  | 20 | 5725.052 | 2862.526 |  | 2862.526 | 0% | 0% | 0% | 100% | 100% | 100% | 100% | 100% | 100% | 225
Residential | Home Performance with Energy Star | HPwES (Weatherization) | Kerosene-Wxn: Air Sealing, Insulation, Water measures | Envelope | 4.8601 | 8.7064 | 13.7188 | 20 | 7146.401 | 3573.2005 |  | 3573.2005 | 0% | 0% | 0% | 100% | 100% | 100% | 100% | 100% | 100% | 225
Residential | Home Performance with Energy Star | HPwES (Weatherization) | Electric-Wxn: Air Sealing, Insulation, Water measures | Envelope | 14.8663 | 26.6314 | 41.9634 | 20 | 4644.6249 | 2322.3124 |  | 2322.3124 | 0% | 0% | 0% | 100% | 100% | 100% | 100% | 100% | 100% | 5729.5568
Residential | Home Performance with Energy Star | HPwES (Weatherization) | Cord Wood-Wxn: Air Sealing, Insulation, Water measures | Envelope | 24.4151 | 43.737 | 68.9169 | 20 | 7151.4148 | 3575.7074 |  | 3575.7074 | 0% | 0% | 0% | 100% | 100% | 100% | 100% | 100% | 100% | 225
Residential | Home Performance with Energy Star | HPwES (Weatherization) | Wood Pellets-Wxn: Air Sealing, Insulation, Water measures | Envelope | 19.4978 | 34.9281 | 55.0367 | 20 | 7151.4148 | 3575.7074 |  | 3575.7074 | 0% | 0% | 0% | 100% | 100% | 100% | 100% | 100% | 100% | 225
Residential | Home Performance with Energy Star | HPwES (Weatherization) | Baseload SF | Envelope | 101.2054 | 181.2985 | 285.6742 | 20 |  |  |  | 0 |  |  |  | 100% | 100% | 100% | 100% | 100% | 100%
0
Residential | Home Performance with Energy Star | HPwES (HVAC Systems) | Oil- Thermostat | Envelope | [7 empty] | 0 | 0% | 0% | 0% | 100% | 100% | 100% | 100% | 100% | 100%
Residential | Home Performance with Energy Star | HPwES (HVAC Systems) | Propane- Thermostat | Envelope | [7 empty] | 0 | 0% | 0% | 0% | 100% | 100% | 100% | 100% | 100% | 100%
Residential | Home Performance with Energy Star | HPwES (HVAC Systems) | Gas- Thermostat | Envelope | [7 empty] | 0 | 0% | 0% | 0% | 100% | 100% | 100% | 100% | 100% | 100%
Residential | Home Performance with Energy Star | HPwES (HVAC Systems) | Kerosene- Thermostat | Envelope | [7 empty] | 0 | 0% | 0% | 0% | 100% | 100% | 100% | 100% | 100% | 100%
Residential | Home Performance with Energy Star | HPwES (HVAC Systems) | Electric- Thermostat | Envelope | [7 empty] | 0 | 0% | 0% | 0% | 100% | 100% | 100% | 100% | 100% | 100%
Residential | Home Performance with Energy Star | HPwES (HVAC Systems) | Wood Pellets- Thermostat | Envelope | [7 empty] | 0 | 0% | 0% | 0% | 100% | 100% | 100% | 100% | 100% | 100%
Residential | Home Performance with Energy Star | HPwES (HVAC Systems) | All Fuels- Thermostat | Envelope | [7 empty] | 0 | 0% | 0% | 0% | 100% | 100% | 100% | 100% | 100% | 100%
0
Residential | Home Performance with Energy Star | HPwES (Weatherization) | LED Lighting Products | Lighting | 3087.6238 | 5531.1412 | 8715.4852 | 5 | 10.98 | 10.98 |  | 0 | 0% | 0% | 0% | 100% | 100% | 100% | 100% | 100% | 100% | 30.4082
Residential | Home Performance with Energy Star | HPwES (Weatherization) | Refrigerator | Refrigeration | 28.5891 | 51.2143 | 80.6989 | 12 | 196 | 196 |  | 0 | 0% | 0% | 0% | 100% | 100% | 100% | 100% | 100% | 100% | 804
Residential | Home Performance with Energy Star | HPwES (Weatherization) | Direct Install Water Measures (if broken out from Wxn) | [8 empty] | 0 |  |  |  | 100%
Residential | Home Performance with Energy Star | HPwES (Weatherization) | Other (user defined) | [8 empty] | 0 |  |  |  | 100%
Residential | Home Performance with Energy Star | HPwES (Weatherization) | Other (user defined) | [8 empty] | 0 |  |  |  | 100%
Residential | Home Performance with Energy Star | HPwES (Weatherization) | Other (user defined) | [8 empty] | 0 |  |  |  | 100%
0
Residential | Home Performance with Energy Star | HPwES (HVAC Systems) | Oil Boiler Replacement, >=87% AFUE | HVAC | 16.0099 | 28.68 | 45.1914 | 25 | 326 | 300 |  | 26 | 0% | 0% | 0% | 100% | 100% | 100% | 100% | 100% | 100% | 142
Residential | Home Performance with Energy Star | HPwES (HVAC Systems) | Propane Boiler Replacement, >=95% AFUE | HVAC | 4.0025 | 7.17 | 11.2979 | 25 | 2030 | 1000 |  | 1030 | 0% | 0% | 0% | 100% | 100% | 100% | 100% | 100% | 100% | 142
Residential | Home Performance with Energy Star | HPwES (HVAC Systems) | Gas Boiler Replacement, >=95% AFUE | HVAC | 0 | 0 | 0 | 25 | 2030 | 1500 |  | 530 | 0% | 0% | 0% | 100% | 100% | 100% | 100% | 100% | 100% | 142
Residential | Home Performance with Energy Star | HPwES (HVAC Systems) | Kerosene Boiler Replacement, >=87% AFUE | HVAC |  |  |  | 25 | 326 | 300 |  | 26 | 0% | 0% | 0% | 100% | 100% | 100% | 100% | 100% | 100% | 142
Residential | Home Performance with Energy Star | HPwES (HVAC Systems) | Boiler Replacement, User Defined | HVAC | [7 empty] | 0 |  |  |  | 100%
0
Residential | Home Performance with Energy Star | HPwES (HVAC Systems) | Oil Furnace Replacment, >=87% ECM | HVAC | 18.8688 | 33.8014 | 53.2613 | 20 | 668 | 450 |  | 218 | 0% | 0% | 0% | 100% | 100% | 100% | 100% | 100% | 100% | 168
Residential | Home Performance with Energy Star | HPwES (HVAC Systems) | Propane Furnace Replacment, >=95% ECM | HVAC | 14.2946 | 25.6071 | 40.3495 | 20 | 742 | 450 |  | 292 | 0% | 0% | 0% | 100% | 100% | 100% | 100% | 100% | 100% | 168
Residential | Home Performance with Energy Star | HPwES (HVAC Systems) | Natural Gas Furnace Replacment, >=95% ECM | HVAC | 0 | 0 | 0 | 20 | 742 | 450 |  | 292 | 0% | 0% | 0% | 100% | 100% | 100% | 100% | 100% | 100% | 168
Residential | Home Performance with Energy Star | HPwES (HVAC Systems) | Kerosene Furnace Replacment, >=87% ECM | HVAC | 0 | 0 | 0 | 20 | 668 | 450 |  | 218 | 0% | 0% | 0% | 100% | 100% | 100% | 100% | 100% | 100% | 168
Residential | Home Performance with Energy Star | HPwES (HVAC Systems) | Furnace Replacment, User Defined | HVAC | [7 empty] | 0 |  |  |  | 100%
0
Residential | Home Performance with Energy Star | HPwES (Weatherization) | DHW: Heat Pump Water Heater | Hot Water |  |  |  | 13 | 1101 |  |  | 1101 | 0% | 0% | 0% | 100% | 100% | 100% | 100% | 100% | 100% | 1384
0
0
Residential | Home Performance with Energy Star | HPwES (Weatherization) | WXn Admin Fee (if not captured above) |  |  |  |  | 1 |  |  |  | 0 |  |  |  | 100% | 100% | 100% | 100% | 100% | 100%
Residential | Home Performance with Energy Star | HPwES (Weatherization) | WXn Quality Assurance. 3rd party financing |  | 1 | 1 | 1 | 1 | 187626 | 187626 |  | 0 |  |  |  | 100% | 100% | 100% | 100% | 100% | 100%
0
Residential | Home Performance with Energy Star | HPwES (Weatherization) | Base load SF Lighting | Lighting | 910.849 | 1631.6867 | 2571.0681 | 5 | 10.98 | 10.98 |  | 0 |  |  |  | 100% | 100% | 100% | 100% | 100% | 100% | 30.4082
Residential | Home Performance with Energy Star | HPwES (Weatherization) | Base load SF Fridge | Refrigeration | 10.1205 | 18.1299 | 28.5674 | 12 | 196 | 196 |  | 0 |  |  |  | 100% | 100% | 100% | 100% | 100% | 100% | 804
Residential | Home Performance with Energy Star | HPwES (Weatherization) | User Defined | [8 empty] | 0 |  |  |  | 100%
Residential | Home Performance with Energy Star | HPwES (HVAC Systems) | User Defined | [8 empty] | 0 |  |  |  | 100%
Residential | Home Performance with Energy Star | HPwES (HVAC Systems) | User Defined | [8 empty] | 0 |  |  |  | 100%
Residential | Home Performance with Energy Star | HPwES (HVAC Systems) | User Defined | [8 empty] | 0 |  |  |  | 100%
0
0
0
Residential | Energy Star Homes | ES Homes | SF-Oil Heated Home | HVAC | [7 empty] | 0 | 0% | 0% | 0% | 100% | 100% | 100% | 100% | 100% | 100%
Residential | Energy Star Homes | ES Homes | SF-Propane Heated Home | HVAC | 110.886 | 154.0808 | 222.4408 | 23.7 | 2922 | 2370.731 |  | 551.269 | 0% | 0% | 0% | 100% | 100% | 100% | 100% | 100% | 100% | 1007.7264
Residential | Energy Star Homes | ES Homes | SF-Gas Heated Home | HVAC | 12.1617 | 16.8992 | 24.3967 | 23 | 2922 | 2215.2851 |  | 706.7149 | 0% | 0% | 0% | 100% | 100% | 100% | 100% | 100% | 100% | 1068.5329
Residential | Energy Star Homes | ES Homes | SF-Kerosene Heated Home | HVAC | [7 empty] | 0 |  |  |  | 100%
Residential | Energy Star Homes | ES Homes | SF-Electric Heated Home | HVAC | 30.0465 | 41.7509 | 60.2743 | 24.7 | 2958.1773 | 2958.1773 |  | 0 | 0% | 0% | 0% | 100% | 100% | 100% | 100% | 100% | 100% | 5604.0395
Residential | Energy Star Homes | ES Homes | SF-Wood Pellets Heated Home | HVAC | 1.4308 | 1.9881 | 2.8702 | 24.7 | 3887.3439 | 3887.3439 |  | 0 |  |  |  | 100% | 100% | 100% | 100% | 100% | 100% | 6835.92
Residential | Energy Star Homes | ES Homes | SF-Cord Wood Heated Home | HVAC | [7 empty] | 0 |  |  |  | 100%
0
Residential | Energy Star Homes | ES Homes | GSHP Heating | HVAC | [7 empty] | 0 | 0% | 0% | 0% | 100% | 100% | 100% | 100% | 100% | 100%
Residential | Energy Star Homes | ES Homes | GSHP Cooling | HVAC | [7 empty] | 0 | 0% | 0% | 0% | 100% | 100% | 100% | 100% | 100% | 100%
Residential | Energy Star Homes | ES Homes | GSHP Water | Hot Water | [7 empty] | 0 | 0% | 0% | 0% | 100% | 100% | 100% | 100% | 100% | 100%
0
Residential | Energy Star Homes | ES Homes | Air Source Heating (including DHPs) | HVAC | [7 empty] | 0 | 0% | 0% | 0% | 100% | 100% | 100% | 100% | 100% | 100%
Residential | Energy Star Homes | ES Homes | Heat Pump Cooling (including DHPs) | HVAC | [7 empty] | 0 | 0% | 0% | 0% | 100% | 100% | 100% | 100% | 100% | 100%
Residential | Energy Star Homes | ES Homes | Heat Pump Water | Hot Water | [7 empty] | 0 | 0% | 0% | 0% | 100% | 100% | 100% | 100% | 100% | 100%
0
Residential | Energy Star Homes | ES Homes | LED Lighting Products | Lighting | 3516.8734 | 4886.8455 | 7054.9615 | 5 | 2.63 |  |  | 2.63 | 0% | 0% | 0% | 100% | 100% | 100% | 100% | 100% | 100% | 20.2721
Residential | Energy Star Homes | ES Homes | LED Fixture | Lighting | 689.6391 | 958.283 | 1383.4384 | 5 | 2.63 |  |  | 2.63 | 0% | 0% | 0% | 100% | 100% | 100% | 100% | 100% | 100% | 20.2721
Residential | Energy Star Homes | ES Homes | Clothes Washer | Hot Water | 77.2625 | 107.3595 | 154.991 | 14 | 30 |  |  | 30 | 0% | 0% | 0% | 100% | 100% | 100% | 100% | 100% | 100% | 88.667
Residential | Energy Star Homes | ES Homes | Clothes Dryer | Envelope |  |  |  | 12 | 40 |  |  | 40 | 0% | 0% | 0% | 100% | 100% | 100% | 100% | 100% | 100% | 160
Residential | Energy Star Homes | ES Homes | Dishwasher | Hot Water |  |  |  | 13 | 10 |  |  | 10 | 0% | 0% | 0% | 100% | 100% | 100% | 100% | 100% | 100% | 23
Residential | Energy Star Homes | ES Homes | Refrigerator | Refrigeration | 514.3678 | 714.7359 | 1031.8384 | 12 | 20 |  |  | 20 | 0% | 0% | 0% | 100% | 100% | 100% | 100% | 100% | 100% | 41
Residential | Energy Star Homes | ES Homes | Freezer | Refrigeration |  |  |  | 12 | 35 |  |  | 35 | 0% | 0% | 0% | 100% | 100% | 100% | 100% | 100% | 100% | 52.5
Residential | Energy Star Homes | ES Homes | Dehumidifier | BHVAC |  |  |  | 12 | 50 |  |  | 50 | 0% | 0% | 0% | 100% | 100% | 100% | 100% | 100% | 100% | 214
0
Residential | Energy Star Homes | ES Homes | ES Homes (Net Zero Competition & QA) | BHVAC |  |  |  | 1 |  |  |  | 0 | 0% | 0% | 0% | 100% | 100% | 100% | 100% | 100% | 100%
Residential | Energy Star Homes | ES Homes | ES Homes Quality Assurance | BHVAC |  |  |  | 1 |  |  |  | 0 |  |  |  | 100%
0
Residential | Energy Star Homes | ES Homes | MF-Wood Heated Home | HVAC | 4.2924 | 5.9644 | 8.6106 | 20.8 | 2255 | 887.3439 |  | 1367.6561 |  |  |  | 100% | 100% | 100% | 100% | 100% | 100% | 20.5875
Residential | Energy Star Homes | ES Homes | MF-Propane Heated Home | HVAC | 74.4009 | 103.3832 | 149.2506 | 23.8 | 2255 | 887.3439 |  | 1367.6561 |  |  |  | 100% | 100% | 100% | 100% | 100% | 100% | 866.3916
Residential | Energy Star Homes | ES Homes | MF-Gas Heated Home | HVAC | 241.0875 | 335.0014 | 483.6294 | 23.2 | 2255 | 766.8692 |  | 1488.1308 |  |  |  | 100% | 100% | 100% | 100% | 100% | 100% | 493.216
Residential | Energy Star Homes | ES Homes | MF-Electric Heated Home | HVAC | 117.3245 | 163.0274 | 235.3567 | 24.3 | 2255 | 730.7891 |  | 1524.2109 |  |  |  | 100% | 100% | 100% | 100% | 100% | 100% | 1004.2709
Residential | Energy Star Homes | ES Homes | Rem Rate Fee | Custom Measures | 1 | 1 | 1 | 1 | 415763.6833 | 415763.6833 |  | 0 |  |  |  | 100% | 100% | 100% | 100% | 100% | 100%
Residential | Energy Star Homes | ES Homes | Admin fee | Custom Measures | 1 | 1 | 1 | 1 | 20000 | 20000 |  | 0 |  |  |  | 100% | 100% | 100% | 100% | 100% | 100%
0
0
Residential | Energy Star Products | ES Lighting | LED Lighting Products | Lighting | 321399.475 | 384845.1982 | 372569.9712 | 5 | 2.63 | 1.75 | 0.046375 | 0.88 | 0% | 0% | 0% | 100% | 89% | 100% | 100% | 100% | 100% | 20.2721
Residential | Energy Star Products | ES Lighting | LED Fixture | Lighting |  |  |  | 5 | 2.63 | 1.75 | 0.046375 | 0.88 | 0% | 0% | 0% | 100% | 89% | 100% | 100% | 100% | 100% | 20.2721
Residential | Energy Star Products | ES Lighting | Clear Result and EFI admin fee | Lighting | 1 | 1 | 1 | 1 | 325000 | 325000 |  | 0 |  |  |  | 100% | 100% | 100% | 100% | 100% | 100%
Residential | Energy Star Products | ES Appliances (HVAC Systems) | Mini Split HP (assumed 1.5 ton) (cooling)-Mini Split Baseline | HVAC | 1130.4321 | 1262.6397 | 1722.9812 | 18 | 300 | 300 | 6.95 | 0 | 0% | 0% | 0% | 100% | 100% | 100% | 100% | 100% | 100% | 102.9284
Residential | Energy Star Products | ES Appliances (HVAC Systems) | Mini Split HP (assumed 1.5 ton) (heating)-Electric Resistance Baseline | HVAC |  |  |  | 18 | 3676 | 0 | 5.75 | 3676 | 0% | 0% | 0% | 100% | 100% | 100% | 100% | 100% | 100% | 1926.3
Residential | Energy Star Products | ES Appliances (HVAC Systems) | Mini Split HP (assumed 1.5 ton) (heating) -Mini Split Baseline | HVAC | 1130.4321 | 1262.6397 | 1722.9812 | 18 | 300 | 300 | 6.95 | 0 | 0% | 0% | 0% | 100% | 100% | 100% | 100% | 100% | 100% | 328.3017
0
Residential | Energy Star Products | ES Appliances (HVAC Systems) | Air Source Heat Pump (cooling) (assumed 3 ton) | HVAC | 30.36 | 34.65 | 46.75 | 18 | 250 | 250 | 6.75 | 0 | 0% | 0% | 0% | 100% | 100% | 100% | 100% | 100% | 100% | 220
Residential | Energy Star Products | ES Appliances (HVAC Systems) | Air Source Heat Pump (heating) (assumed 3 ton) | HVAC | 30.36 | 34.65 | 46.75 | 18 | 250 | 250 | 6.75 | 0 | 0% | 0% | 0% | 100% | 100% | 100% | 100% | 100% | 100% | 2087.0341
Residential | Energy Star Products | ES Appliances (HVAC Systems) | DHW Heat Pump Water Heater 50 gal | Hot Water | 207.828 | 237.195 | 320.025 | 13 | 1101 | 500 | 7.75 | 601 | 0% | 0% | 0% | 100% | 100% | 100% | 100% | 100% | 100% | 1384
Residential | Energy Star Products | ES Appliances (HVAC Systems) | DHW Heat Pump Water Heater 80 gal | Hot Water | 8.28 | 9.45 | 12.75 | 13 | 1101 | 600 | 8.15 | 501 |  |  |  | 100% | 100% | 100% | 100% | 100% | 100% | 1640
Residential | Energy Star Products | ES Appliances (HVAC Systems) | Wifi Thermostat (Heating&Cooling) | HVAC | 175.26 | 200.025 | 269.875 | 15 | 268 | 100 | 6.15 | 168 | 0% | 0% | 0% | 100% | 100% | 100% | 100% | 100% | 100% | 24.856
0
Residential | Energy Star Products | ES Appliances (White Goods) | ES Dehumidifier | BHVAC | 1389.75 | 1389.75 | 1575.05 | 12 | 50 | 25 | 3.6 | 25 | 0% | 0% | 0% | 100% | 100% | 100% | 100% | 100% | 100% | 214
Residential | Energy Star Products | ES Appliances (White Goods) | ES Pool Pumps (2 speed) | Envelope | 23.4 | 23.4 | 23.4 | 10 | 300 | 200 | 4.3 | 100 | 0% | 0% | 0% | 100% | 100% | 100% | 100% | 100% | 100% | 842
Residential | Energy Star Products | ES Appliances (White Goods) | ES Pool Pumps (Variable Speed) | Envelope | 9 | 9 | 9 | 10 | 650 | 500 | 5.5 | 150 | 0% | 0% | 0% | 100% | 100% | 100% | 100% | 100% | 100% | 1062
Residential | Energy Star Products | ES Appliances (White Goods) | ES Clothes Washers | Hot Water | 1070 | 1070 | 1337.5 | 14 | 225 | 25 | 3.6 | 200 | 0% | 0% | 0% | 100% | 100% | 100% | 100% | 100% | 100% | 88.667
Residential | Energy Star Products | ES Appliances (White Goods) | ES Clothes Dryers | Envelope | 880 | 880 | 880 | 12 | 40 | 40 | 3.66 | 0 | 0% | 0% | 0% | 100% | 100% | 100% | 100% | 100% | 100% | 93.3
Residential | Energy Star Products | ES Appliances (White Goods) | ES Dishwasher | Hot Water | 0 | 0 | 0 | 13 | 10 | 0 | 3.5 | 10 | 0% | 0% | 0% | 100% | 100% | 100% | 100% | 100% | 100% | 23
Residential | Energy Star Products | ES Appliances (HVAC Systems) | ES AC (central) 3 ton | HVAC | 211.14 | 240.975 | 325.125 | 14 | 556 | 210 | 4.34 | 346 | 0% | 0% | 0% | 100% | 100% | 100% | 100% | 100% | 100% | 199.9038
Residential | Energy Star Products | ES Appliances (White Goods) | ES Room AC (room) | HVAC | 2023.2 | 2023.2 | 2023.2 | 9 | 20 | 20 | 3.58 | 0 | 0% | 0% | 0% | 100% | 100% | 100% | 100% | 100% | 100% | 16.16
Residential | Energy Star Products | ES Appliances (White Goods) | ES Room Air Purifier | HVAC | 128.7 | 128.7 | 128.7 | 9 | 40 | 40 | 3.66 | 0 | 0% | 0% | 0% | 100% | 100% | 50% | 50% | 50% | 100% | 390.5
Residential | Energy Star Products | ES Appliances (White Goods) | ES Refrigerator | Refrigeration | 982 | 982 | 1080.2 | 12 | 40 | 40 | 3.66 | 0 | 0% | 0% | 0% | 100% | 100% | 100% | 100% | 100% | 100% | 64.3
Residential | Energy Star Products | ES Appliances (White Goods) | ES Freezers | Refrigeration |  | 0 | 0 | 16 | 35 | 25 | 3.6 | 10 | 0% | 0% | 0% | 100% | 100% | 100% | 100% | 100% | 100% | 52.5
0
Residential | Energy Star Products | ES Appliances (White Goods) | Primary Refrigerator Recycling/Pickup/Turnin | Refrigeration | 78.3 | 78.3 | 78.3 | 8 | 122.5 | 122.5 | 3.99 | 0 | 0% | 0% | 0% | 100% | 100% | 100% | 100% | 100% | 100% | 491.6
Residential | Energy Star Products | ES Appliances (White Goods) | 2nd Refrigerator Pickup/Turnin | Refrigeration | 350.1 | 350.1 | 350.1 | 8 | 122.5 | 122.5 | 3.99 | 0 | 0% | 0% | 0% | 100% | 100% | 100% | 100% | 100% | 100% | 755
Residential | Energy Star Products | ES Appliances (White Goods) | 2nd Freezer Pickup/Turnin | Refrigeration | 78.3 | 78.3 | 78.3 | 8 | 122.5 | 122.5 | 3.99 | 0 | 0% | 0% | 0% | 100% | 100% | 100% | 100% | 100% | 100% | 658
Residential | Energy Star Products | ES Appliances (White Goods) | Room AC Pickup/Turnin | Refrigeration | 21.6 | 21.6 | 21.6 | 5 | 22 | 22 | 3.588 | 0 | 0% | 0% | 0% | 100% | 100% | 100% | 100% | 100% | 100% | 16.2
0
Residential | Energy Star Products | ES Appliances (HVAC Systems) | ECM Motors for FHA Furnace Fans | Motors/Drives | 13.8 | 15.75 | 21.25 | 18 | 120 | 120 | 6.23 | 0 | 0% | 0% | 0% | 100% | 100% | 100% | 100% | 100% | 100% | 168
Residential | Energy Star Products | ES Appliances (HVAC Systems) | ECM Motor for FWH Circulating Pump | Motors/Drives | 13.8 | 15.75 | 21.25 | 15 | 105 | 100 | 6.15 | 5 | 0% | 0% | 0% | 100% | 100% | 100% | 100% | 100% | 100% | 142
0
Residential | Energy Star Products | ES Appliances (White Goods) | Refrigerator CEE Tier 2+ | Refrigeration | 654.6667 | 654.6667 | 720.1333 | 12 | 75 | 75 | 3.8 | 0 |  |  |  | 100% | 100% | 100% | 100% | 100% | 100% | 96.4
Residential | Energy Star Products | ES Appliances (White Goods) | Washer Tier CEE Tier 2+ | Hot Water | 2496.6667 | 2496.6667 | 3120.8333 | 14 | 250 | 50 | 3.7 | 200 |  |  |  | 100% | 100% | 100% | 100% | 100% | 100% | 155.9
Residential | Energy Star Products | ES Appliances (White Goods) | Dryer Hybrid |  | 110 | 110 | 110 | 12 | 200 | 100 | 3.9 | 100 |  |  |  | 100% | 100% | 100% | 100% | 100% | 100% | 229.4
Residential | Energy Star Products | ES Appliances (White Goods) | Dryer Heat Pump |  | 110 | 110 | 110 | 12 | 400 | 200 | 4.3 | 200 |  |  |  | 100% | 100% | 100% | 100% | 100% | 100% | 472.3
Residential | Energy Star Products | ES Appliances (HVAC Systems) | <<< Total Rebate Processing>>> (If not including it in incentive) | Custom Measures |  |  |  | 1 | 19049.7084 | 19049.7084 |  | 0 |  |  |  | 100%
Residential | Energy Star Products | ES Lighting | <<< Total Rebate Processing>>> (If not including it in incentive) |  | 1 | 1 | 1 | 1 | 14904.9007 | 14904.9007 |  | 0 |  |  |  | 100%
Residential | Energy Star Products | ES Appliances (White Goods) | <<< Total Rebate Processing>>> (If not including it in incentive) |  | 1 | 1 | 1 | 1 | 39177.2194 | 39177.2194 |  | 0 |  |  |  | 100% | 100% | 100% | 100% | 100% | 100%
Residential | Energy Star Products | ES Appliances (White Goods) | Clear Result and EFI admin fee | Custom Measures | 1 | 1 | 1 | 1 | 324808.9286 | 324808.9286 |  | 0 |  |  |  | 100% | 100% | 100% | 100% | 100% | 100%
0
0
0
Residential | Home Energy Reports | US: Home Energy Reports | Behavioral Savings | Behavior | 50000 | 105000 | 190000 | 1 | 1.6812 | 1.6812 |  | 0 | 0% | 0% | 0% | 100% | 100% | 100% | 100% | 100% | 100% | 13.2718
Residential | Home Energy Reports | US: Home Energy Reports | Behavioral Savings | Behavior | 50000 | 105000 | 190000 | 2 | 1.6812 | 1.6812 |  | 0 | 0% | 0% | 0% | 100% | 100% | 100% | 100% | 100% | 100% | 9.9804
Residential | Home Energy Reports | US: Home Energy Reports | Behavioral Savings | Behavior | 50000 | 105000 | 190000 | 3 | 1.6812 | 1.6812 |  | 0 | 0% | 0% | 0% | 100% | 100% | 100% | 100% | 100% | 100% | 7.5053
Residential | Home Energy Reports | US: Home Energy Reports | Behavioral Savings | Behavior | 50000 | 105000 | 190000 | 4 | 1.6812 | 1.6812 |  | 0 | 0% | 0% | 0% | 100% | 100% | 100% | 100% | 100% | 100% | 22.7579
Residential | Home Energy Reports | US: Home Energy Reports | Behavioral Savings QA/Audit cost | Behavior | 1 | 1 | 1 | 1 | 0 | 0 |  | 0 | 0% | 0% | 0% | 100% | 100% | 100% | 100% | 100% | 100%
0
0
0
Residential | Res Customer Engagement Platform | US: RES CEP | Cost | Custom Measures | 1 | 1 | 1 | 1 | 208479 | 208479 |  | 0 | 0% | 0% | 0% | 100% | 100% | 100% | 100% | 100% | 100%
0
Residential | ISO-NE Forward Capacity Market Expenses | Res FCM Expenses | Cost | Custom Measures | 1 | 1 | 1 | 1 | 22758 | 22758 |  | 0 | 0% | 0% | 0% | 100% | 100% | 100% | 100% | 100% | 100%
0
0
0
0
Commercial & Industrial | Large Business Energy Solutions | LCI (Retrofit) | Cooling | HVAC | 10.1293 | 13.8367 | 19.3654 | 12.667 | 34234.168 | 9774.4167 |  | 24459.7513 | 0% | 0% | 0% | 100% | 100% | 99.86% | 100% | 100% | 100% | 28262.7077
Commercial & Industrial | Large Business Energy Solutions | LCI (Retrofit) | Heating | HVAC | 3.8893 | 5.3128 | 7.4356 | 13 | 36608.5172 | 9774.4167 |  | 26834.1006 | 0% | 0% | 0% | 100% | 100% | 99.86% | 100% | 100% | 100% | 57916.0368
Commercial & Industrial | Large Business Energy Solutions | LCI (Retrofit) | Lighting | Lighting | 10.0981 | 13.7941 | 19.3059 | 13 | 65853.9632 | 9774.4167 |  | 56079.5466 | 0% | 0% | 0% | 100% | 100% | 99.86% | 97.7% | 97.7% | 100% | 52666.6847
Commercial & Industrial | Large Business Energy Solutions | LCI (Retrofit) | Lighting-LED | Lighting | 166.7058 | 227.721 | 318.7121 | 13 | 40486.8425 | 9631.8967 |  | 30854.9458 | 0% | 0% | 0% | 100% | 100% | 99.86% | 97.7% | 97.7% | 100% | 68516.5669
Commercial & Industrial | Large Business Energy Solutions | LCI (Retrofit) | LightingOS Only | Lighting | 6.272 | 8.5677 | 11.9911 | 9 | 61566.734 | 9774.4167 |  | 51792.3173 | 0% | 0% | 0% | 100% | 100% | 99.86% | 94.9% | 94.9% | 100% | 186495.5814
Commercial & Industrial | Large Business Energy Solutions | LCI (Retrofit) | Park Lot Lights | Lighting | 47.0084 | 64.2137 | 89.8717 | 12.882 | 45770.1466 | 9774.4167 |  | 35995.73 | 0% | 0% | 0% | 100% | 100% | 99.86% | 100% | 100% | 100% | 99962.7033
Commercial & Industrial | Large Business Energy Solutions | LCI (Retrofit) | Process | Process | 37.3486 | 51.0184 | 71.404 | 11.786 | 27272.8769 | 9774.4167 |  | 17498.4602 | 0% | 0% | 0% | 100% | 100% | 99.86% | 100% | 100% | 100% | 51329.8798
Commercial & Industrial | Large Business Energy Solutions | LCI (Retrofit) | Number of Projects | Custom Measures | 281 | 384 | 538 | 1 |  |  |  | 0 | 0% | 0% | 0% | 100% | 100% | 99.86% | 100% | 100% | 100%
Commercial & Industrial | Large Business Energy Solutions | LCI (Retrofit) | User Defined | Custom Measures | [7 empty] | 0 | 0% | 0% | 0% | 100% | 100% | 99.86% | 100% | 100% | 100%
Commercial & Industrial | Large Business Energy Solutions | LCI (Retrofit) | User Defined | Custom Measures | [7 empty] | 0 | 0% | 0% | 0% | 100% | 100% | 99.86% | 100% | 100% | 100%
Commercial & Industrial | Large Business Energy Solutions | LCI (Retrofit) | User Defined | Custom Measures | [7 empty] | 0 | 0% | 0% | 0% | 100% | 100% | 99.86% | 100% | 100% | 100%
Commercial & Industrial | Large Business Energy Solutions | LCI (Retrofit) | User Defined | Custom Measures | [7 empty] | 0 | 0% | 0% | 0% | 100% | 100% | 99.86% | 100% | 100% | 100%
Commercial & Industrial | Large Business Energy Solutions | LCI (Retrofit) | CI Audits: ERS (Energy & Resource Solutions) | Custom Measures | 1 | 1 | 1 | 1 | 520000 | 520000 |  | 0 | 0% | 0% | 0% | 100% | 100% | 99.86% | 100% | 100% | 100%
Commercial & Industrial | Large Business Energy Solutions | LCI (Retrofit) | CI Audits: DMS | Custom Measures |  |  |  | 1 |  |  |  | 0 | 0% | 0% | 0% | 100% | 100% | 99.86% | 100% | 100% | 100%
Commercial & Industrial | Large Business Energy Solutions | LCI (Retrofit) | CI Audits: CES (Compressor Energy Services) | Custom Measures |  |  |  | 1 |  |  |  | 0 | 0% | 0% | 0% | 100% | 100% | 99.86% | 100% | 100% | 100%
0
0
0
Commercial & Industrial | Large Business Energy Solutions | LCI (New Equipment and Construction) | Cooling | HVAC | 8.5704 | 11.6755 | 16.3237 | 14.355 | 24830.4895 | 16158.9843 |  | 8671.5052 | 0% | 0% | 0% | 100% | 100% | 99.86% | 100% | 100% | 100% | 49158.3582
Commercial & Industrial | Large Business Energy Solutions | LCI (New Equipment and Construction) | Heating | HVAC | 32.7813 | 44.6584 | 62.4374 | 14.583 | 47212.49 | 16158.9843 |  | 31053.5058 | 0% | 0% | 0% | 100% | 100% | 99.86% | 100% | 100% | 100% | 141835.006
Commercial & Industrial | Large Business Energy Solutions | LCI (New Equipment and Construction) | Lighting | Lighting | 0.56131 | 0.76468 | 1.0691 | 15 | 21545.3059 | 16158.9843 |  | 5386.3216 | 0% | 0% | 0% | 100% | 100% | 99.86% | 97.7% | 97.7% | 100% | 33812.4051
Commercial & Industrial | Large Business Energy Solutions | LCI (New Equipment and Construction) | Lighting-LED | Lighting | 31.584 | 43.0273 | 60.157 | 15 | 24146.516 | 16158.9843 |  | 7987.5317 | 0% | 0% | 0% | 100% | 100% | 99.86% | 97.7% | 97.7% | 100% | 144165.3946
Commercial & Industrial | Large Business Energy Solutions | LCI (New Equipment and Construction) | LightingOS Only | Lighting | 0.47208 | 0.64312 | 0.89916 | 10.833 | 23005.9908 | 16158.9843 |  | 6847.0065 | 0% | 0% | 0% | 100% | 100% | 99.86% | 94.9% | 94.9% | 100% | 84229.7316
Commercial & Industrial | Large Business Energy Solutions | LCI (New Equipment and Construction) | Park Lot Lights | Lighting | 13.9422 | 18.9937 | 26.5553 | 15 | 37656.3473 | 16158.9843 |  | 21497.363 | 0% | 0% | 0% | 100% | 100% | 99.86% | 100% | 100% | 100% | 113546.8117
Commercial & Industrial | Large Business Energy Solutions | LCI (New Equipment and Construction) | Process | Process | 50.2914 | 68.5127 | 95.7884 | 14.063 | 25212.3978 | 16158.9843 |  | 9053.4135 | 0% | 0% | 0% | 100% | 100% | 99.86% | 100% | 100% | 100% | 77721.8735
Commercial & Industrial | Large Business Energy Solutions | LCI (New Equipment and Construction) | Number of Projects | Custom Measures | 138 | 188 | 263 | 1 |  |  |  | 0 | 0% | 0% | 0% | 100% | 100% | 99.86% | 100% | 100% | 100%
Commercial & Industrial | Large Business Energy Solutions | LCI (New Equipment and Construction) | User Defined | Custom Measures | [7 empty] | 0 | 0% | 0% | 0% | 100% | 100% | 99.86% | 100% | 100% | 100%
Commercial & Industrial | Large Business Energy Solutions | LCI (New Equipment and Construction) | User Defined | Custom Measures | [7 empty] | 0 | 0% | 0% | 0% | 100% | 100% | 99.86% | 100% | 100% | 100%
Commercial & Industrial | Large Business Energy Solutions | LCI (New Equipment and Construction) | User Defined | Custom Measures | [7 empty] | 0 | 0% | 0% | 0% | 100% | 100% | 99.86% | 100% | 100% | 100%
Commercial & Industrial | Large Business Energy Solutions | LCI (New Equipment and Construction) | User Defined | Custom Measures | [7 empty] | 0 | 0% | 0% | 0% | 100% | 100% | 99.86% | 100% | 100% | 100%
Commercial & Industrial | Large Business Energy Solutions | LCI (New Equipment and Construction) | CI Audits: ERS (Energy & Resource Solutions) | Custom Measures | 1 | 1 | 1 | 1 | 344503 | 344503 |  | 0 | 0% | 0% | 0% | 100% | 100% | 99.86% | 100% | 100% | 100%
Commercial & Industrial | Large Business Energy Solutions | LCI (New Equipment and Construction) | CI Audits: DMS | Custom Measures |  |  |  | 1 |  |  |  | 0 | 0% | 0% | 0% | 100% | 100% | 99.86% | 100% | 100% | 100%
Commercial & Industrial | Large Business Energy Solutions | LCI (New Equipment and Construction) | CI Audits: CES (Compressor Energy Services) | Custom Measures |  |  |  | 1 |  |  |  | 0 | 0% | 0% | 0% | 100% | 100% | 99.86% | 100% | 100% | 100%
0
0
0
Commercial & Industrial | Large Business Energy Solutions | LCI (All) | Cooling | HVAC | [7 empty] | 0 | 0% | 0% | 0% | 100% | 100% | 99.86% | 100% | 100% | 100%
Commercial & Industrial | Large Business Energy Solutions | LCI (All) | Heating | HVAC | [7 empty] | 0 | 0% | 0% | 0% | 100% | 100% | 99.86% | 100% | 100% | 100%
Commercial & Industrial | Large Business Energy Solutions | LCI (All) | Lighting | Lighting | [7 empty] | 0 | 0% | 0% | 0% | 100% | 100% | 99.86% | 100% | 100% | 100%
Commercial & Industrial | Large Business Energy Solutions | LCI (All) | Lighting-LED | Lighting | [7 empty] | 0 | 0% | 0% | 0% | 100% | 100% | 99.86% | 100% | 100% | 100%
Commercial & Industrial | Large Business Energy Solutions | LCI (All) | LightingOS Only | Lighting | [7 empty] | 0 | 0% | 0% | 0% | 100% | 100% | 99.86% | 100% | 100% | 100%
Commercial & Industrial | Large Business Energy Solutions | LCI (All) | Park Lot Lights | Lighting | [7 empty] | 0 | 0% | 0% | 0% | 100% | 100% | 99.86% | 100% | 100% | 100%
Commercial & Industrial | Large Business Energy Solutions | LCI (All) | Process | Process | [7 empty] | 0 | 0% | 0% | 0% | 100% | 100% | 99.86% | 100% | 100% | 100%
Commercial & Industrial | Large Business Energy Solutions | LCI (All) | User Defined | Custom Measures | [7 empty] | 0 | 0% | 0% | 0% | 100% | 100% | 99.86% | 100% | 100% | 100%
Commercial & Industrial | Large Business Energy Solutions | LCI (All) | User Defined | Custom Measures | [7 empty] | 0 | 0% | 0% | 0% | 100% | 100% | 99.86% | 100% | 100% | 100%
Commercial & Industrial | Large Business Energy Solutions | LCI (All) | User Defined | Custom Measures | [7 empty] | 0 | 0% | 0% | 0% | 100% | 100% | 99.86% | 100% | 100% | 100%
Commercial & Industrial | Large Business Energy Solutions | LCI (All) | Vendor Costs - Fixed | Custom Measures |  |  |  | 1 |  |  |  | 0 | 0% | 0% | 0% | 100% | 100% | 99.86% | 100% | 100% | 100%
Commercial & Industrial | Large Business Energy Solutions | LCI (All) | Vendor Costs - Variable | Custom Measures |  |  |  | 1 |  |  |  | 0 | 0% | 0% | 0% | 100% | 100% | 99.86% | 100% | 100% | 100%
Commercial & Industrial | Large Business Energy Solutions | LCI (All) | CI Audits: ERS (Energy & Resource Solutions) | Custom Measures |  |  |  | 1 |  |  |  | 0 | 0% | 0% | 0% | 100% | 100% | 99.86% | 100% | 100% | 100%
Commercial & Industrial | Large Business Energy Solutions | LCI (All) | CI Audits: DMS | Custom Measures |  |  |  | 1 |  |  |  | 0 | 0% | 0% | 0% | 100% | 100% | 99.86% | 100% | 100% | 100%
Commercial & Industrial | Large Business Energy Solutions | LCI (All) | CI Audits: CES (Compressor Energy Services) | Custom Measures |  |  |  | 1 |  |  |  | 0 | 0% | 0% | 0% | 100% | 100% | 99.86% | 100% | 100% | 100%
0
0
0
Commercial & Industrial | Small Business Energy Solutions | SCI (Retrofit) | Cooling | HVAC | 5.9262 | 8.2819 | 11.7225 | 10.243 | 10955.1308 | 5123.9716 |  | 5831.1593 | 0% | 0% | 0% | 100% | 100% | 100% | 100% | 100% | 100% | 26113.7643
Commercial & Industrial | Small Business Energy Solutions | SCI (Retrofit) | Lighting | Lighting | 143.9001 | 201.1 | 284.6441 | 13.058 | 22210.1578 | 5029.2183 |  | 17180.9395 | 0% | 0% | 0% | 100% | 100% | 100% | 100% | 100% | 100% | 31673.7101
Commercial & Industrial | Small Business Energy Solutions | SCI (Retrofit) | Ext. Lighting | Lighting | 32.0495 | 44.7891 | 63.3961 | 13.061 | 22183.2379 | 5123.9716 |  | 17059.2664 | 0% | 0% | 0% | 100% | 100% | 100% | 100% | 100% | 100% | 34198.8688
Commercial & Industrial | Small Business Energy Solutions | SCI (Retrofit) | Process | Process | 25.2699 | 35.3146 | 49.9855 | 13.677 | 11930.0378 | 5123.9716 |  | 6806.0662 | 0% | 0% | 0% | 100% | 100% | 100% | 100% | 100% | 100% | 23366.9182
Commercial & Industrial | Small Business Energy Solutions | SCI (Retrofit) | Custom | Custom Measures | 14.7559 | 20.6213 | 29.1881 | 13.399 | 13480.6822 | 5123.9716 |  | 8356.7106 | 0% | 0% | 0% | 100% | 100% | 100% | 100% | 100% | 100% | 22017.6667
Commercial & Industrial | Small Business Energy Solutions | SCI (Retrofit) | Motors | Motors/Drives | 0.69302 | 0.9685 | 1.3708 | 11.308 | 14415.298 | 5123.9716 |  | 9291.3264 | 0% | 0% | 0% | 100% | 100% | 100% | 100% | 100% | 100% | 28220.4084
Commercial & Industrial | Small Business Energy Solutions | SCI (Retrofit) | Refrigeration | Refrigeration | 1.4905 | 2.083 | 2.9484 | 14.933 | 14640.131 | 5123.9716 |  | 9516.1595 | 0% | 0% | 0% | 100% | 100% | 100% | 100% | 100% | 100% | 47678.5345
Commercial & Industrial | Small Business Energy Solutions | SCI (Retrofit) | DHW | Hot Water | 2.8816 | 4.027 | 5.7 | 10 | 8571.892 | 5123.9716 |  | 3447.9205 | 0% | 0% | 0% | 100% | 100% | 100% | 100% | 100% | 100% | 15479.9066
Commercial & Industrial | Small Business Energy Solutions | SCI (Retrofit) | User Defined | Custom Measures | [7 empty] | 0 | 0% | 0% | 0% | 100% | 100% | 100% | 100% | 100% | 100% | 2.5134
Commercial & Industrial | Small Business Energy Solutions | SCI (Retrofit) | User Defined | Custom Measures | [7 empty] | 0 | 0% | 0% | 0% | 100% | 100% | 100% | 100% | 100% | 100%
Commercial & Industrial | Small Business Energy Solutions | SCI (Retrofit) | User Defined | Custom Measures | [7 empty] | 0 | 0% | 0% | 0% | 100% | 100% | 100% | 100% | 100% | 100%
Commercial & Industrial | Small Business Energy Solutions | SCI (Retrofit) | User Defined | Custom Measures | [7 empty] | 0 | 0% | 0% | 0% | 100% | 100% | 100% | 100% | 100% | 100%
Commercial & Industrial | Small Business Energy Solutions | SCI (Retrofit) | CI Audits: ERS (Energy & Resource Solutions) | Custom Measures | 1 | 1 | 1 | 1 | 350000 | 350000 |  | 0 | 0% | 0% | 0% | 100% | 100% | 100% | 100% | 100% | 100%
Commercial & Industrial | Small Business Energy Solutions | SCI (Retrofit) | CI Audits: DMS | Custom Measures |  |  |  | 1 |  |  |  | 0 | 0% | 0% | 0% | 100% | 100% | 100% | 100% | 100% | 100%
Commercial & Industrial | Small Business Energy Solutions | SCI (Retrofit) | CI Audits: CES (Compressor Energy Services) | Custom Measures |  |  |  | 1 |  |  |  | 0 | 0% | 0% | 0% | 100% | 100% | 100% | 100% | 100% | 100%
0
0
0
Commercial & Industrial | Small Business Energy Solutions | SCI (New Equipment and Construction) | Cooling | HVAC | 5.2053 | 7.2743 | 10.2964 | 14.933 | 6679.9016 | 5123.9716 |  | 1555.93 | 0% | 0% | 0% | 100% | 100% | 100% | 100% | 100% | 100% | 28435.1392
Commercial & Industrial | Small Business Energy Solutions | SCI (New Equipment and Construction) | Heating | HVAC | 0.21324 | 0.298 | 0.4218 | 15 | 6830.808 | 5123.9716 |  | 1706.8365 | 0% | 0% | 0% | 100% | 100% | 100% | 100% | 100% | 100% | 13927.7307
Commercial & Industrial | Small Business Energy Solutions | SCI (New Equipment and Construction) | Lighting | Lighting | 49.1334 | 68.6638 | 97.1892 | 14.723 | 6720.011 | 5123.9716 |  | 1596.0394 | 0% | 0% | 0% | 100% | 100% | 100% | 100% | 100% | 100% | 29975.372
Commercial & Industrial | Small Business Energy Solutions | SCI (New Equipment and Construction) | Ext. Lighting | Lighting | 0.51869 | 0.72486 | 1.026 | 15 | 6831.9621 | 5123.9716 |  | 1707.9905 | 0% | 0% | 0% | 100% | 100% | 100% | 100% | 100% | 100% | 28488.8422
Commercial & Industrial | Small Business Energy Solutions | SCI (New Equipment and Construction) | Process | Process | 23.1091 | 32.2949 | 45.7113 | 14.982 | 6816.7754 | 5123.9716 |  | 1692.8039 | 0% | 0% | 0% | 100% | 100% | 100% | 100% | 100% | 100% | 9370.1029
Commercial & Industrial | Small Business Energy Solutions | SCI (New Equipment and Construction) | Custom | Custom Measures | 14.8967 | 20.8181 | 29.4666 | 15 | 6831.9277 | 5123.9716 |  | 1707.9562 | 0% | 0% | 0% | 100% | 100% | 100% | 100% | 100% | 100% | 7477.2412
Commercial & Industrial | Small Business Energy Solutions | SCI (New Equipment and Construction) | Motors | Motors/Drives | 1.6382 | 2.2894 | 3.2404 | 15 | 6832.4127 | 5123.9716 |  | 1708.4412 | 0% | 0% | 0% | 100% | 100% | 100% | 100% | 100% | 100% | 64401.3848
Commercial & Industrial | Small Business Energy Solutions | SCI (New Equipment and Construction) | Refrigeration | Refrigeration | 0.22693 | 0.31713 | 0.44887 | 15 | 6831.9621 | 5123.9716 |  | 1707.9905 | 0% | 0% | 0% | 100% | 100% | 100% | 100% | 100% | 100% | 37746.5978
Commercial & Industrial | Small Business Energy Solutions | SCI (New Equipment and Construction) | User Defined | Custom Measures | [7 empty] | 0 | 0% | 0% | 0% | 100% | 100% | 100% | 100% | 100% | 100%
Commercial & Industrial | Small Business Energy Solutions | SCI (New Equipment and Construction) | User Defined | Custom Measures | [7 empty] | 0 | 0% | 0% | 0% | 100% | 100% | 100% | 100% | 100% | 100%
Commercial & Industrial | Small Business Energy Solutions | SCI (New Equipment and Construction) | User Defined | Custom Measures | [7 empty] | 0 | 0% | 0% | 0% | 100% | 100% | 100% | 100% | 100% | 100%
Commercial & Industrial | Small Business Energy Solutions | SCI (New Equipment and Construction) | User Defined | Custom Measures | [7 empty] | 0 | 0% | 0% | 0% | 100% | 100% | 100% | 100% | 100% | 100%
Commercial & Industrial | Small Business Energy Solutions | SCI (New Equipment and Construction) | CI Audits: ERS (Energy & Resource Solutions) | Custom Measures | 1 | 1 | 1 | 1 |  |  |  | 0 | 0% | 0% | 0% | 100% | 100% | 100% | 100% | 100% | 100%
Commercial & Industrial | Small Business Energy Solutions | SCI (New Equipment and Construction) | CI Audits: DMS | Custom Measures |  |  |  | 1 |  |  |  | 0 | 0% | 0% | 0% | 100% | 100% | 100% | 100% | 100% | 100%
Commercial & Industrial | Small Business Energy Solutions | SCI (New Equipment and Construction) | CI Audits: CES (Compressor Energy Services) | Custom Measures |  |  |  | 1 |  |  |  | 0 | 0% | 0% | 0% | 100% | 100% | 100% | 100% | 100% | 100%
0
0
0
Commercial & Industrial | Small Business Energy Solutions | SCI (Direct Install) | Ext Lighting | Lighting | 200.9754 | 280.8626 | 397.5429 | 12.777 | 1459.6735 | 729.3088 |  | 730.3647 | 0% | 0% | 0% | 100% | 100% | 100% | 100% | 100% | 100% | 1869.2148
Commercial & Industrial | Small Business Energy Solutions | SCI (Direct Install) | Lighting | Lighting | 28.6054 | 39.9759 | 56.5834 | 12.867 | 73487.0192 | 35999.9554 |  | 37487.0638 | 0% | 0% | 0% | 100% | 100% | 100% | 100% | 100% | 100% | 80327.1469
Commercial & Industrial | Small Business Energy Solutions | SCI (Direct Install) | Refrigeration | Refrigeration | 4.1524 | 5.8029 | 8.2137 | 12.591 | 10247.9431 | 5123.9716 |  | 5123.9716 | 0% | 0% | 0% | 100% | 100% | 100% | 100% | 100% | 100% | 13076.4126
Commercial & Industrial | Small Business Energy Solutions | SCI (Direct Install) | Aerator - Low Flow Faucet | Hot Water | [7 empty] | 0 | 0% | 0% | 0% | 100% | 100% | 100% | 100% | 100% | 100%
Commercial & Industrial | Small Business Energy Solutions | SCI (Direct Install) | LED - 100 Watt Bulb | Lighting | [7 empty] | 0 | 0% | 0% | 0% | 100% | 100% | 100% | 100% | 100% | 100%
Commercial & Industrial | Small Business Energy Solutions | SCI (Direct Install) | LED - 17 Watt Bulb | Lighting | [7 empty] | 0 | 0% | 0% | 0% | 100% | 100% | 100% | 100% | 100% | 100%
Commercial & Industrial | Small Business Energy Solutions | SCI (Direct Install) | LED - 7.5 Watt Bulb | Lighting | [7 empty] | 0 | 0% | 0% | 0% | 100% | 100% | 100% | 100% | 100% | 100%
Commercial & Industrial | Small Business Energy Solutions | SCI (Direct Install) | Lighting - Control | Lighting | [7 empty] | 0 | 0% | 0% | 0% | 100% | 100% | 100% | 100% | 100% | 100%
Commercial & Industrial | Small Business Energy Solutions | SCI (Direct Install) | Pipe Insulation | Hot Water | [7 empty] | 0 | 0% | 0% | 0% | 100% | 100% | 100% | 100% | 100% | 100%
Commercial & Industrial | Small Business Energy Solutions | SCI (Direct Install) | Shower Head Fixture | Hot Water | [7 empty] | 0 | 0% | 0% | 0% | 100% | 100% | 100% | 100% | 100% | 100%
Commercial & Industrial | Small Business Energy Solutions | SCI (Direct Install) | Shower Head Hand Held | Hot Water | [7 empty] | 0 | 0% | 0% | 0% | 100% | 100% | 100% | 100% | 100% | 100%
Commercial & Industrial | Small Business Energy Solutions | SCI (Direct Install) | Spray Valve | Hot Water | [7 empty] | 0 | 0% | 0% | 0% | 100% | 100% | 100% | 100% | 100% | 100%
Commercial & Industrial | Small Business Energy Solutions | SCI (Direct Install) | User Defined | [8 empty] | 0 | 0% | 0% | 0% | 100% | 100% | 100% | 100% | 100% | 100%
Commercial & Industrial | Small Business Energy Solutions | SCI (Direct Install) | User Defined | [8 empty] | 0 | 0% | 0% | 0% | 100% | 100% | 100% | 100% | 100% | 100%
Commercial & Industrial | Small Business Energy Solutions | SCI (Direct Install) | User Defined | [8 empty] | 0 | 0% | 0% | 0% | 100% | 100% | 100% | 100% | 100% | 100%
Commercial & Industrial | Small Business Energy Solutions | SCI (Direct Install) | User Defined | [8 empty] | 0 | 0% | 0% | 0% | 100% | 100% | 100% | 100% | 100% | 100%
0
0
0
Commercial & Industrial | Small Business Energy Solutions | SCI (All) | Number of Customers | Custom Measures | 555 | 776 | 1099 | 1 |  |  |  | 0 | 0% | 0% | 0% | 100% | 100% | 100% | 100% | 100% | 100%
Commercial & Industrial | Small Business Energy Solutions | SCI (All) | Heating | HVAC | [7 empty] | 0 | 0% | 0% | 0% | 100% | 100% | 100% | 100% | 100% | 100%
Commercial & Industrial | Small Business Energy Solutions | SCI (All) | Lighting | Lighting | [7 empty] | 0 | 0% | 0% | 0% | 100% | 100% | 100% | 100% | 100% | 100%
Commercial & Industrial | Small Business Energy Solutions | SCI (All) | Lighting-LED | Lighting | [7 empty] | 0 | 0% | 0% | 0% | 100% | 100% | 100% | 100% | 100% | 100%
Commercial & Industrial | Small Business Energy Solutions | SCI (All) | LightingOS Only | Lighting | [7 empty] | 0 | 0% | 0% | 0% | 100% | 100% | 100% | 100% | 100% | 100%
Commercial & Industrial | Small Business Energy Solutions | SCI (All) | Park Lot Lights | Lighting | [7 empty] | 0 | 0% | 0% | 0% | 100% | 100% | 100% | 100% | 100% | 100%
Commercial & Industrial | Small Business Energy Solutions | SCI (All) | Process | Process | [7 empty] | 0 | 0% | 0% | 0% | 100% | 100% | 100% | 100% | 100% | 100%
Commercial & Industrial | Small Business Energy Solutions | SCI (All) | User Defined | Custom Measures | [7 empty] | 0 | 0% | 0% | 0% | 100% | 100% | 100% | 100% | 100% | 100%
Commercial & Industrial | Small Business Energy Solutions | SCI (All) | User Defined | Custom Measures | [7 empty] | 0 | 0% | 0% | 0% | 100% | 100% | 100% | 100% | 100% | 100%
Commercial & Industrial | Small Business Energy Solutions | SCI (All) | User Defined | Custom Measures | [7 empty] | 0 | 0% | 0% | 0% | 100% | 100% | 100% | 100% | 100% | 100%
Commercial & Industrial | Small Business Energy Solutions | SCI (All) | User Defined | Custom Measures | [7 empty] | 0 | 0% | 0% | 0% | 100% | 100% | 100% | 100% | 100% | 100%
Commercial & Industrial | Small Business Energy Solutions | SCI (All) | User Defined | Custom Measures | [7 empty] | 0 | 0% | 0% | 0% | 100% | 100% | 100% | 100% | 100% | 100%
Commercial & Industrial | Small Business Energy Solutions | SCI (All) | CI Audits: ERS (Energy & Resource Solutions) | Custom Measures |  |  |  | 1 |  |  |  | 0 | 0% | 0% | 0% | 100% | 100% | 100% | 100% | 100% | 100%
Commercial & Industrial | Small Business Energy Solutions | SCI (All) | CI Audits: DMS | Custom Measures |  |  |  | 1 |  |  |  | 0 | 0% | 0% | 0% | 100% | 100% | 100% | 100% | 100% | 100%
Commercial & Industrial | Small Business Energy Solutions | SCI (All) | CI Audits: CES (Compressor Energy Services) | Custom Measures |  |  |  | 1 |  |  |  | 0 | 0% | 0% | 0% | 100% | 100% | 100% | 100% | 100% | 100%
0
0
0
Commercial & Industrial | Municipal Energy Solutions | Muni (All) | Cooling | HVAC | 0.032205 | 0.03228 | 0.031726 | 15 | 23935.7628 | 17895.8974 |  | 6039.8654 | 0% | 0% | 0% | 100% | 100% | 100% | 100% | 100% | 100% | 29873.3262
Commercial & Industrial | Municipal Energy Solutions | Muni (All) | Heating | HVAC | 11.2387 | 11.2647 | 11.0716 | 21.214 | 93173.3784 | 17895.8974 |  | 75277.4809 | 0% | 0% | 0% | 100% | 100% | 100% | 100% | 100% | 100% | 15380.2016
Commercial & Industrial | Municipal Energy Solutions | Muni (All) | Lighting | Lighting | 0.76568 | 0.76746 | 0.7543 | 15 | 23861.1966 | 17895.8974 |  | 5965.2991 | 0% | 0% | 0% | 100% | 100% | 100% | 100% | 100% | 100% | 175836.3161
Commercial & Industrial | Municipal Energy Solutions | Muni (All) | Lighting-LED | Lighting | 10.0391 | 10.0623 | 9.8898 | 13 | 73841.081 | 17895.8974 |  | 55945.1835 | 0% | 0% | 0% | 100% | 100% | 100% | 100% | 100% | 100% | 59062.8372
Commercial & Industrial | Municipal Energy Solutions | Muni (All) | LightingOS Only | Lighting | 0.63853 | 0.64 | 0.62903 | 9 | 51131.1355 | 17895.8974 |  | 33235.2381 | 0% | 0% | 0% | 100% | 100% | 100% | 100% | 100% | 100% | 73457.4097
Commercial & Industrial | Municipal Energy Solutions | Muni (All) | Park Lot Lights | Lighting | 28.9725 | 29.0395 | 28.5416 | 14.143 | 46807.4522 | 18026.4697 |  | 28780.9825 | 0% | 0% | 0% | 100% | 100% | 100% | 100% | 100% | 100% | 87007.5966
Commercial & Industrial | Municipal Energy Solutions | Muni (All) | Process | Process | 4.507 | 4.5174 | 4.4399 | 12.92 | 51596.4097 | 17895.8974 |  | 33700.5123 | 0% | 0% | 0% | 100% | 100% | 100% | 100% | 100% | 100% | 96767.2399
Commercial & Industrial | Municipal Energy Solutions | Muni (All) | FF Savings | Custom Measures | 56.1937 | 56.3237 | 55.358 | 15 | 0.001 | 0.001 |  | 0 | 0% | 0% | 0% | 100% | 100% | 100% | 100% | 100% | 100%
Commercial & Industrial | Municipal Energy Solutions | Muni (Retrofit) | Number of Projects | Custom Measures | 56 | 56 | 55 | 1 |  |  |  | 0 | 0% | 0% | 0% | 100% | 100% | 100% | 100% | 100% | 100%
Commercial & Industrial | Municipal Energy Solutions | Muni (Retrofit) | User Defined | Custom Measures | [7 empty] | 0 | 0% | 0% | 0% | 100% | 100% | 100% | 100% | 100% | 100%
Commercial & Industrial | Municipal Energy Solutions | Muni (Retrofit) | User Defined | Custom Measures | [7 empty] | 0 | 0% | 0% | 0% | 100% | 100% | 100% | 100% | 100% | 100%
Commercial & Industrial | Municipal Energy Solutions | Muni (Retrofit) | User Defined | Custom Measures | [7 empty] | 0 | 0% | 0% | 0% | 100% | 100% | 100% | 100% | 100% | 100%
Commercial & Industrial | Municipal Energy Solutions | Muni (All) | CI Audits: ERS (Energy & Resource Solutions) | Custom Measures | 1 | 1 | 1 | 1 | 150000 | 150000 |  | 0 | 0% | 0% | 0% | 100% | 100% | 100% | 100% | 100% | 100%
Commercial & Industrial | Municipal Energy Solutions | Muni (Retrofit) | CI Audits: DMS | Custom Measures |  |  |  | 1 |  |  |  | 0 | 0% | 0% | 0% | 100% | 100% | 100% | 100% | 100% | 100%
Commercial & Industrial | Municipal Energy Solutions | Muni (Retrofit) | CI Audits: CES (Compressor Energy Services) | Custom Measures |  |  |  | 1 |  |  |  | 0 | 0% | 0% | 0% | 100% | 100% | 100% | 100% | 100% | 100%
0
0
[12 empty] | 0 | 0% | 0% | 0% |  | 100% | 100% | 100% | 100% | 100%
Commercial & Industrial | Municipal Energy Solutions | Muni (New Equipment and Construction) | Cooling | HVAC | [7 empty] | 0 | 0% | 0% | 0% | 100% | 100% | 100% | 100% | 100% | 100%
Commercial & Industrial | Municipal Energy Solutions | Muni (New Equipment and Construction) | Heating | HVAC | [7 empty] | 0 | 0% | 0% | 0% | 100% | 100% | 100% | 100% | 100% | 100%
Commercial & Industrial | Municipal Energy Solutions | Muni (New Equipment and Construction) | Lighting | Lighting | [7 empty] | 0 | 0% | 0% | 0% | 100% | 100% | 100% | 100% | 100% | 100%
Commercial & Industrial | Municipal Energy Solutions | Muni (New Equipment and Construction) | Lighting-LED | Lighting | [7 empty] | 0 | 0% | 0% | 0% | 100% | 100% | 100% | 100% | 100% | 100%
Commercial & Industrial | Municipal Energy Solutions | Muni (New Equipment and Construction) | LightingOS Only | Lighting | [7 empty] | 0 | 0% | 0% | 0% | 100% | 100% | 100% | 100% | 100% | 100%
Commercial & Industrial | Municipal Energy Solutions | Muni (New Equipment and Construction) | Park Lot Lights | Lighting | [7 empty] | 0 | 0% | 0% | 0% | 100% | 100% | 100% | 100% | 100% | 100%
Commercial & Industrial | Municipal Energy Solutions | Muni (New Equipment and Construction) | Process | Process | [7 empty] | 0 | 0% | 0% | 0% | 100% | 100% | 100% | 100% | 100% | 100%
Commercial & Industrial | Municipal Energy Solutions | Muni (New Equipment and Construction) | User Defined | Custom Measures | [7 empty] | 0 | 0% | 0% | 0% | 100% | 100% | 100% | 100% | 100% | 100%
Commercial & Industrial | Municipal Energy Solutions | Muni (New Equipment and Construction) | User Defined | Custom Measures | [7 empty] | 0 | 0% | 0% | 0% | 100% | 100% | 100% | 100% | 100% | 100%
Commercial & Industrial | Municipal Energy Solutions | Muni (New Equipment and Construction) | User Defined | Custom Measures | [7 empty] | 0 | 0% | 0% | 0% | 100% | 100% | 100% | 100% | 100% | 100%
Commercial & Industrial | Municipal Energy Solutions | Muni (New Equipment and Construction) | User Defined | Custom Measures | [7 empty] | 0 | 0% | 0% | 0% | 100% | 100% | 100% | 100% | 100% | 100%
Commercial & Industrial | Municipal Energy Solutions | Muni (New Equipment and Construction) | User Defined | Custom Measures | [7 empty] | 0 | 0% | 0% | 0% | 100% | 100% | 100% | 100% | 100% | 100%
Commercial & Industrial | Municipal Energy Solutions | Muni (New Equipment and Construction) | CI Audits: ERS (Energy & Resource Solutions) | Custom Measures |  |  |  | 1 |  |  |  | 0 | 0% | 0% | 0% | 100% | 100% | 100% | 100% | 100% | 100%
Commercial & Industrial | Municipal Energy Solutions | Muni (New Equipment and Construction) | CI Audits: DMS | Custom Measures |  |  |  | 1 |  |  |  | 0 | 0% | 0% | 0% | 100% | 100% | 100% | 100% | 100% | 100%
Commercial & Industrial | Municipal Energy Solutions | Muni (New Equipment and Construction) | CI Audits: CES (Compressor Energy Services) | Custom Measures |  |  |  | 1 |  |  |  | 0 | 0% | 0% | 0% | 100% | 100% | 100% | 100% | 100% | 100%
0
0
0
Commercial & Industrial | Municipal Energy Solutions | Muni (Weatherization) | Weatherization - Oil heat | Envelope | [7 empty] | 0 | 0% | 0% | 0% | 100% | 100% | 100% | 100% | 100% | 100%
Commercial & Industrial | Municipal Energy Solutions | Muni (Weatherization) | Weatherization - Propane Heat | Envelope | [7 empty] | 0 | 0% | 0% | 0% | 100% | 100% | 100% | 100% | 100% | 100%
Commercial & Industrial | Municipal Energy Solutions | Muni (Weatherization) | Weatherization - Other | Envelope | [7 empty] | 0 | 0% | 0% | 0% | 100% | 100% | 100% | 100% | 100% | 100%
0
0
0
Commercial & Industrial | Municipal Energy Solutions | Muni (HVAC Systems) | DMSHP (any, SEER >= 20, HSPF >= 10, Cooling) | HVAC | [7 empty] | 0 | 0% | 0% | 0% | 100% | 100% | 100% | 100% | 100% | 100%
Commercial & Industrial | Municipal Energy Solutions | Muni (HVAC Systems) | DMSHP (oil, SEER >= 20, HSPF >= 10, Heating) | HVAC | [7 empty] | 0 | 0% | 0% | 0% | 100% | 100% | 100% | 100% | 100% | 100%
Commercial & Industrial | Municipal Energy Solutions | Muni (HVAC Systems) | DMSHP (LP, SEER >= 20, HSPF >= 10, Heating) | HVAC | [7 empty] | 0 | 0% | 0% | 0% | 100% | 100% | 100% | 100% | 100% | 100%
Commercial & Industrial | Municipal Energy Solutions | Muni (HVAC Systems) | Energy Star Wifi Thermostat (DMSHP) | HVAC | [7 empty] | 0 | 0% | 0% | 0% | 100% | 100% | 100% | 100% | 100% | 100%
Commercial & Industrial | Municipal Energy Solutions | Muni (HVAC Systems) | Heat Pump Water Heater (50 gallons) | Hot Water | [7 empty] | 0 | 0% | 0% | 0% | 100% | 100% | 100% | 100% | 100% | 100%
Commercial & Industrial | Municipal Energy Solutions | Muni (HVAC Systems) | Heat Pump Water Heater (80 gallons) | Hot Water | [7 empty] | 0 | 0% | 0% | 0% | 100% | 100% | 100% | 100% | 100% | 100%
Commercial & Industrial | Municipal Energy Solutions | Muni (HVAC Systems) | Steam Trap (Oil) | HVAC | [7 empty] | 0 | 0% | 0% | 0% | 100% | 100% | 100% | 100% | 100% | 100%
Commercial & Industrial | Municipal Energy Solutions | Muni (HVAC Systems) | Steam Trap (LP) | HVAC | [7 empty] | 0 | 0% | 0% | 0% | 100% | 100% | 100% | 100% | 100% | 100%
Commercial & Industrial | Municipal Energy Solutions | Muni (HVAC Systems) | Boiler Reset Control (Oil) | HVAC | [7 empty] | 0 | 0% | 0% | 0% | 100% | 100% | 100% | 100% | 100% | 100%
Commercial & Industrial | Municipal Energy Solutions | Muni (HVAC Systems) | Boiler Reset Control (LP) | HVAC | [7 empty] | 0 | 0% | 0% | 0% | 100% | 100% | 100% | 100% | 100% | 100%
Commercial & Industrial | Municipal Energy Solutions | Muni (HVAC Systems) | User Defined | [8 empty] | 0 | 0% | 0% | 0% | 100% | 100% | 100% | 100% | 100% | 100%
0
0
0
Commercial & Industrial | Municipal Energy Solutions | Muni (Direct Install) | Air Compressor and Controls | Compressed Air | [7 empty] | 0 | 0% | 0% | 0% | 100% | 100% | 100% | 100% | 100% | 100%
Commercial & Industrial | Municipal Energy Solutions | Muni (Direct Install) | HVAC | HVAC | [7 empty] | 0 | 0% | 0% | 0% | 100% | 100% | 100% | 100% | 100% | 100%
Commercial & Industrial | Municipal Energy Solutions | Muni (Direct Install) | Lighting | Lighting | [7 empty] | 0 | 0% | 0% | 0% | 100% | 100% | 100% | 100% | 100% | 100%
Commercial & Industrial | Municipal Energy Solutions | Muni (Direct Install) | Aerator - Low Flow Faucet | Hot Water | [7 empty] | 0 | 0% | 0% | 0% | 100% | 100% | 100% | 100% | 100% | 100%
Commercial & Industrial | Municipal Energy Solutions | Muni (Direct Install) | LED - 100 Watt Bulb | Lighting | [7 empty] | 0 | 0% | 0% | 0% | 100% | 100% | 100% | 100% | 100% | 100%
Commercial & Industrial | Municipal Energy Solutions | Muni (Direct Install) | LED - 17 Watt Bulb | Lighting | [7 empty] | 0 | 0% | 0% | 0% | 100% | 100% | 100% | 100% | 100% | 100%
Commercial & Industrial | Municipal Energy Solutions | Muni (Direct Install) | LED - 7.5 Watt Bulb | Lighting | [7 empty] | 0 | 0% | 0% | 0% | 100% | 100% | 100% | 100% | 100% | 100%
Commercial & Industrial | Municipal Energy Solutions | Muni (Direct Install) | Lighting - Control | Lighting | [7 empty] | 0 | 0% | 0% | 0% | 100% | 100% | 100% | 100% | 100% | 100%
Commercial & Industrial | Municipal Energy Solutions | Muni (Direct Install) | Pipe Insulation | Hot Water | [7 empty] | 0 | 0% | 0% | 0% | 100% | 100% | 100% | 100% | 100% | 100%
Commercial & Industrial | Municipal Energy Solutions | Muni (Direct Install) | Shower Head Fixture | Hot Water | [7 empty] | 0 | 0% | 0% | 0% | 100% | 100% | 100% | 100% | 100% | 100%
Commercial & Industrial | Municipal Energy Solutions | Muni (Direct Install) | Shower Head Hand Held | Hot Water | [7 empty] | 0 | 0% | 0% | 0% | 100% | 100% | 100% | 100% | 100% | 100%
Commercial & Industrial | Municipal Energy Solutions | Muni (Direct Install) | Spray Valve | Hot Water | [7 empty] | 0 | 0% | 0% | 0% | 100% | 100% | 100% | 100% | 100% | 100%
0
0
0
Commercial & Industrial | Municipal Energy Solutions | Muni (All) | Lighting | Lighting | [7 empty] | 0 | 0% | 0% | 0% | 100% | 100% | 100% | 100% | 100% | 100%
Commercial & Industrial | Municipal Energy Solutions | Muni (All) | VFDs | Motors/Drives | [7 empty] | 0 | 0% | 0% | 0% | 100% | 100% | 100% | 100% | 100% | 100%
Commercial & Industrial | Municipal Energy Solutions | Muni (All) | DMSHP (any, SEER >= 20, HSPF >= 10, Cooling) | HVAC | [7 empty] | 0 | 0% | 0% | 0% | 100% | 100% | 100% | 100% | 100% | 100%
Commercial & Industrial | Municipal Energy Solutions | Muni (All) | DMSHP (oil, SEER >= 20, HSPF >= 10, Heating) | HVAC | [7 empty] | 0 | 0% | 0% | 0% | 100% | 100% | 100% | 100% | 100% | 100%
Commercial & Industrial | Municipal Energy Solutions | Muni (All) | DMSHP (LP, SEER >= 20, HSPF >= 10, Heating) | HVAC | [7 empty] | 0 | 0% | 0% | 0% | 100% | 100% | 100% | 100% | 100% | 100%
Commercial & Industrial | Municipal Energy Solutions | Muni (All) | Energy Star Wifi Thermostat (DMSHP) | HVAC | [7 empty] | 0 | 0% | 0% | 0% | 100% | 100% | 100% | 100% | 100% | 100%
Commercial & Industrial | Municipal Energy Solutions | Muni (All) | Furnace: Oil, w/ ECM. 85% AFUE, up to 150 MBH | HVAC | [7 empty] | 0 | 0% | 0% | 0% | 100% | 100% | 100% | 100% | 100% | 100%
Commercial & Industrial | Municipal Energy Solutions | Muni (All) | Furnace: Oil, w/ ECM. 87% AFUE, up to 150 MBH | HVAC | [7 empty] | 0 | 0% | 0% | 0% | 100% | 100% | 100% | 100% | 100% | 100%
Commercial & Industrial | Municipal Energy Solutions | Muni (All) | Bolier: LP Condensing AFUE >= 90%. up to 301 - 499 MBH | HVAC | [7 empty] | 0 | 0% | 0% | 0% | 100% | 100% | 100% | 100% | 100% | 100%
Commercial & Industrial | Municipal Energy Solutions | Muni (All) | Bolier: Oil AFUE >= 85%. up to 301 - 499 MBH | HVAC | [7 empty] | 0 | 0% | 0% | 0% | 100% | 100% | 100% | 100% | 100% | 100%
Commercial & Industrial | Municipal Energy Solutions | Muni (All) | Technical Assistance | Custom Measures |  |  |  | 1 |  |  |  | 0 | 0% | 0% | 0% | 100% | 100% | 100% | 100% | 100% | 100%
Commercial & Industrial | Municipal Energy Solutions | Muni (All) | Vendor Costs - Fixed | Custom Measures |  |  |  | 1 |  |  |  | 0 | 0% | 0% | 0% | 100% | 100% | 100% | 100% | 100% | 100%
Commercial & Industrial | Municipal Energy Solutions | Muni (All) | Vendor Costs - Variable | Custom Measures |  |  |  | 1 |  |  |  | 0 | 0% | 0% | 0% | 100% | 100% | 100% | 100% | 100% | 100%
Commercial & Industrial | Municipal Energy Solutions | Muni (All) | User Defined | [8 empty] | 0 | 0% | 0% | 0% | 100% | 100% | 100% | 100% | 100% | 100%
Commercial & Industrial | Municipal Energy Solutions | Muni (All) | User Defined | [8 empty] | 0 | 0% | 0% | 0% | 100% | 100% | 100% | 100% | 100% | 100%
Commercial & Industrial | Municipal Energy Solutions | Muni (All) | User Defined | [8 empty] | 0 | 0% | 0% | 0% | 100% | 100% | 100% | 100% | 100% | 100%
Commercial & Industrial | Municipal Energy Solutions | Muni (All) | User Defined | [8 empty] | 0 | 0% | 0% | 0% | 100% | 100% | 100% | 100% | 100% | 100%
Commercial & Industrial | Municipal Energy Solutions | Muni (All) | User Defined | [8 empty] | 0 | 0% | 0% | 0% | 100% | 100% | 100% | 100% | 100% | 100%
Commercial & Industrial | Municipal Energy Solutions | Muni (All) | User Defined | [8 empty] | 0 | 0% | 0% | 0% | 100% | 100% | 100% | 100% | 100% | 100%
0
0
0
Commercial & Industrial | Smart Start | US: Smart Start | RLF Only, No Rebates for this…only Revolving Loan Fund | Custom Measures | 1 | 1 | 1 | 1 | 45704 | 45704 |  | 0 | 0% | 0% | 0% | 100% | 100% | 100% | 100% | 100% | 100%
0
0
0
Commercial & Industrial | C&I Customer Partnerships | US: Partnerships | Funding for Partnership | Custom Measures | 1 | 1 | 1 | 1 | 22214 | 22214 |  | 0 | 0% | 0% | 0% | 100% | 100% | 100% | 100% | 100% | 100%
0
0
0
Commercial & Industrial | Energy Rewards RFP Program | US: RFP | Cooling | HVAC | 10.2999 | 17.4851 | 26.7822 | 14.667 | 71211 | 21548.2881 |  | 49662.7119 | 0% | 0% | 0% | 100% | 100% | 100% | 100% | 100% | 100% | 25726.8266
Commercial & Industrial | Energy Rewards RFP Program | US: RFP | Number of Projects | Custom Measures | 26 | 44 | 67 | 1 |  |  |  | 0 | 0% | 0% | 0% | 100% | 100% | 100% | 100% | 100% | 100%
Commercial & Industrial | Energy Rewards RFP Program | US: RFP | Lighting | Lighting | [7 empty] | 0 | 0% | 0% | 0% | 100% | 100% | 100% | 100% | 100% | 100%
Commercial & Industrial | Energy Rewards RFP Program | US: RFP | Lighting-LED | Lighting | 3.1633 | 5.37 | 8.2253 | 13 | 63249.9983 | 21801.6875 |  | 41448.3108 | 0% | 0% | 0% | 100% | 100% | 100% | 100% | 100% | 100% | 116580.9917
Commercial & Industrial | Energy Rewards RFP Program | US: RFP | LightingOS Only | Lighting | 0.65281 | 1.1082 | 1.6974 | 9 | 60391.4253 | 21801.6875 |  | 38589.7378 | 0% | 0% | 0% | 100% | 100% | 100% | 100% | 100% | 100% | 133441.9958
Commercial & Industrial | Energy Rewards RFP Program | US: RFP | Park Lot Lights | Lighting | 1.2387 | 2.1028 | 3.2209 | 13 | 62291.8549 | 21801.6875 |  | 40490.1674 | 0% | 0% | 0% | 100% | 100% | 100% | 100% | 100% | 100% | 54122.5232
Commercial & Industrial | Energy Rewards RFP Program | US: RFP | Process | Process | 10.7895 | 18.3162 | 28.0552 | 12 | 59878.0853 | 21801.6875 |  | 38076.3978 | 0% | 0% | 0% | 100% | 100% | 100% | 100% | 100% | 100% | 176655.394
Commercial & Industrial | Energy Rewards RFP Program | US: RFP | CI Audits: Technical Assistance | Custom Measures | 1 | 1 | 1 | 1 | 75000 | 75000 |  | 0 | 0% | 0% | 0% | 100% | 100% | 100% | 100% | 100% | 100%
0
0
0
Commercial & Industrial | C&I Customer Engagement Platform | US: C&I CEP | C&I Portion of CEP | Custom Measures | 1 | 1 | 1 | 1 | 290729 | 290729 |  | 0 | 0% | 0% | 0% | 100% | 100% | 100% | 100% | 100% | 100%
Commercial & Industrial | ISO Forward Capacity Market Expenses | CI FCM Expenses | Expense | Custom Measures | 1 | 1 | 1 | 1 | 78649 | 78649 |  | 0 |  |  |  | 100%
0
0
Commercial & Industrial | Education | Education | C&I + Res Energy Code Training | Custom Measures | 1 | 1 | 1 | 1 | 235669 | 235669 |  | 0 | 0% | 0% | 0% | 100% | 100% | 100% | 100% | 100% | 100%
Commercial & Industrial | Education | Education | Commercial Seminars | Custom Measures |  |  |  | 1 |  |  |  | 0 | 0% | 0% | 0% | 100% | 100% | 100% | 100% | 100% | 100%
Commercial & Industrial | Education | Education | BOC w/ Lakes Region Community College | Custom Measures |  |  |  | 1 |  |  |  | 0 | 0% | 0% | 0% | 100% | 100% | 100% | 100% | 100% | 100%
Commercial & Industrial | Education | Education | CEM | Custom Measures |  |  |  | 1 |  |  |  | 0 | 0% | 0% | 0% | 100% | 100% | 100% | 100% | 100% | 100%

## NH pivot tables
Sector (Dropdown) | Commercial & Industrial
Row Labels | Count of Quantity Year 1 | Sum of Total Resource Cost | Sum of Incentive | Sum of Gross Annual kWh Saved | Average TR $ | Average Incentive $ | Average kWh
Compressed Air
Custom Measures | 19 | 2132780.6109 | 2122715.9441 | 29497.4214 | 112251.6111 | 111721.8918 | 1552.4959
Envelope
Hot Water | 1 | 8571.892 | 5123.9716 | 15479.9066 | 8571.892 | 5123.9716 | 15479.9066
HVAC | 10 | 355671.6464 | 124578.7995 | 416629.0974 | 35567.1646 | 12457.88 | 41662.9097
Lighting | 21 | 834498.0515 | 297840.7054 | 1689438.7044 | 39738.0025 | 14182.8907 | 80449.4621
Motors/Drives | 2 | 21247.7107 | 10247.9431 | 92621.7933 | 10623.8554 | 5123.9716 | 46310.8966
Process | 6 | 182706.5828 | 75878.929 | 435211.4082 | 30451.0971 | 12646.4882 | 72535.2347
Refrigeration | 3 | 31720.0363 | 15371.9147 | 98501.5449 | 10573.3454 | 5123.9716 | 32833.8483
(blank)
Grand Total | 62 | 3567196.5307 | 2651758.2074 | 2777379.8761 | 57535.4279 | 42770.2937 | 44796.4496
Sector (Dropdown) | Commercial & Industrial
Row Labels | Count of Quantity Year 1 | Sum of Total Resource Cost | Sum of Incentive | Sum of Gross Annual kWh Saved | Average TR $ | Average Incentive $ | Average kWh
Cooling | 6 | 171846.4527 | 75625.5296 | 187570.1223 | 28641.0755 | 12604.2549 | 31261.6871
Grand Total | 6 | 171846.4527 | 75625.5296 | 187570.1223 | 28641.0755 | 12604.2549 | 31261.6871

## Sheet1
ES NH | Liberty NH | MA Electric |  | MA Gas
Sector (Dropdown) |  | Sector |  | Sector |  |  | A: Home Energy Assistance | HEA (Weatherization) | Low Income - Single Family
Program (Dropdown) | Program | Program |  | Program |  |  | A: Home Energy Assistance | HEA (Weatherization) | Low Income - Multifamily
Subprogram (Dropdown) | Subprogram | Subprogram |  | Core Initiative
Measure | Measure |  |  | Unique ID |  |  | C: Home Performance with Energy Star | HPwES (Weatherization) | Single Family (1-4 Units) - MMBtu
End Use (Dropdown) | End Use | Measure |  | Measure |  |  | C: Home Performance with Energy Star | HPwES (Weatherization) | Single Family (1-4 Units) - kWh
Quantity Year 1 | Quantity |  |  | BCR Measure ID
Quantity Year 2 |  | End Use |  | End Use |  |  | C: Home Performance with Energy Star | HPwES (Weatherization) | Loan Buydowns
Quantity Year 3 |  | Quantity |  | Quantity
Measure Life | Measure Life | Measure Life |  | Measure Life |  |  | B: Energy Star Homes | ES Homes | ES Homes
Total Resource Cost | Total Resource Cost | Total Resource Cost |  | Total Resource Cost
Incentive | Incentive | Incentive |  | Incentive
Processing Costs | Processing Costs |  |  |  | ES Appliances (HVAC Systems) | Air Source Heat Pump (cooling) (assumed 3 ton) | D: Energy Star Products | ES Appliances (HVAC Systems) | Water Heater - Tankless, On-Demand >=.82
Customer Cost | Customer Cost | Customer Cost |  | Customer Cost | ES Appliances (HVAC Systems) | Air Source Heat Pump (heating) (assumed 3 ton) | D: Energy Star Products | ES Appliances (HVAC Systems) | Water Heater - Tankless, On-Demand >=.94
Free-Ridership Rate | Free-Ridership Rate | Free-Ridership Rate |  | Free-Ridership Rate | ES Appliances (HVAC Systems) | DHW Heat Pump Water Heater 50 gal | D: Energy Star Products | ES Appliances (HVAC Systems) | Water Heater - Indirect (attached to ES FHW Boiler; Combined eff rating >=85% (EF=.82)
Spillover [Participant] Rate | Spillover [Participant] Rate | Spillover [Participant] Rate |  | Spillover [Participant] Rate | ES Appliances (HVAC Systems) | DHW Heat Pump Water Heater 80 gal | D: Energy Star Products | ES Appliances (HVAC Systems) | Water Heater - Condensing (EF 0.95)
Spillover [Non-Participant] Rate | Spillover [Non-Participant] Rate | Spillover [Non-Participant] Rate |  | Spillover [Non-Participant] Rate | ES Appliances (HVAC Systems) | Wifi Thermostat (Heating&Cooling) | D: Energy Star Products | ES Appliances (HVAC Systems) | Water Heater - Stand Alone Storage Tank (EF 0.67)
Net to Gross | Net to Gross | Net to Gross |  | Net to Gross |  |  | D: Energy Star Products | ES Appliances (HVAC Systems) | Water Heater - Integrated w/Condensing Boiler >= 90% AFUE
In-Service Rate | In-Service Rate | In-Service Rate |  | In-Service Rate | ES Appliances (White Goods) | ES Dehumidifier | D: Energy Star Products | ES Appliances (HVAC Systems) | Water Heater - Integrated w/Condensing Boiler >= 95% AFUE
kWh Realization Rate | kWh Realization Rate | kWh Realization Rate |  | kWh Realization Rate | ES Appliances (White Goods) | ES Pool Pumps (2 speed) | D: Energy Star Products | ES Appliances (HVAC Systems) | Furnace 95+ AFUE (<150) w/ECM Motor
kW Winter Realization Rate | kW Winter Realization Rate | kW Winter Realization Rate |  | kW Winter Realization Rate | ES Appliances (White Goods) | ES Pool Pumps (Variable Speed) | D: Energy Star Products | ES Appliances (HVAC Systems) | Furnace 97+ AFUE (<150) w/ECM Motor
kW Summer Realization Rate | kW Summer Realization Rate | kW Summer Realization Rate |  | kW Summer Realization Rate | ES Appliances (White Goods) | ES Clothes Washers | D: Energy Star Products | ES Appliances (HVAC Systems) | Condensing Boiler >= 90% AFUE (Up to 300 MBH)
Non Electric Realization Rate | Non Electric Realization Rate | Non Electric Realization Rate |  | Non Electric Realization Rate | ES Appliances (White Goods) | ES Clothes Dryers | D: Energy Star Products | ES Appliances (HVAC Systems) | Condensing Boiler >= 95% AFUE (Up to 300 MBH)
Gross Annual kWh Saved | Gross Annual kWh Saved |  |  | Savings Persistence | ES Appliances (White Goods) | ES Dishwasher | D: Energy Star Products | ES Appliances (HVAC Systems) | Boiler Reset Controls
| LS_ID | Gross Annual kWh Saved |  | Gross Annual kWh Saved | ES Appliances (HVAC Systems) | ES AC (central) 3 ton | D: Energy Star Products | ES Appliances (HVAC Systems) | Thermostat - Standard, 7-Day Programmable
| Max Demand (Entered) | LS_ID |  | LS_ID | ES Appliances (White Goods) | ES Room AC (room) | D: Energy Star Products | ES Appliances (HVAC Systems) | Thermostat - WiFi (Heating Only)
| Max Demand Factor (Look-up) |  |  |  | ES Appliances (White Goods) | ES Room Air Purifier | D: Energy Star Products | ES Appliances (HVAC Systems) | Thermostat - WiFI (Cooling & Heating)
| Load Shape Description | Max Demand Factor (Look-up) |  | Max Demand Factor | ES Appliances (White Goods) | ES Refrigerator | D: Energy Star Products | ES Appliances (HVAC Systems) | Heat Recovery Ventilator (-133 kWh penalty)
| Winter Peak Energy % | Load Shape Description |  | Load Shape Description | ES Appliances (White Goods) | ES Freezers | D: Energy Star Products | ES Appliances (HVAC Systems) | Boiler - Early Replacement, Steam - Retirement: 82%+ AFUE
| Winter Off-Peak Energy % | Winter Peak Energy % |  | Winter Peak Energy % |  |  | D: Energy Star Products | ES Appliances (HVAC Systems) | Boiler - Early Replacement, Steam - EE: 82%+ AFUE
| Summer Peak Energy % | Winter Off-Peak Energy % |  | Winter Off-Peak Energy % | ES Appliances (White Goods) | Primary Refrigerator Recycling/Pickup/Turnin | D: Energy Star Products | ES Appliances (HVAC Systems) | Boiler - Early Replacement, FHW - Retirement: 90 AFUE (65%-90%)
| Summer Off-Peak Energy % | Summer Peak Energy % |  | Summer Peak Energy % | ES Appliances (White Goods) | 2nd Refrigerator Pickup/Turnin | D: Energy Star Products | ES Appliances (HVAC Systems) | Boiler - Early Replacement, FHW - EE 90 AFUE (80%-90%)
| Maximum Load Reduction (kW) | Summer Off-Peak Energy % |  | Summer Off-Peak Energy % | ES Appliances (White Goods) | 2nd Freezer Pickup/Turnin
| Summer Coincident (%) | Maximum Load Reduction (kW) |  | Maximum Load Reduction (kW) | ES Appliances (White Goods) | Room AC Pickup/Turnin
| Winter Coincident (%) | Summer Coincident (%) |  | Summer Coincident (%)
| Trans. Coincident (%) | Winter Coincident (%) |  | Winter Coincident (%) | ES Appliances (HVAC Systems) | ECM Motors for FHA Furnace Fans
| Dist. Coincident (%) | Trans. Coincident (%) |  | Trans. Coincident (%) | ES Appliances (HVAC Systems) | ECM Motor for FWH Circulating Pump
| Fossil Fuel Type #1 | Dist. Coincident (%) |  | Dist. Coincident (%)
| Savings from Fuel Type #1 (MMBtu/Year) | Fossil Fuel Type #1 |  | Fossil Fuel Type #1 | ES Appliances (White Goods) | Refrigerator CEE Tier 2+ | D: Energy Star Products | ES Appliances (HVAC Systems) | Loan Buydowns
| Fossil Fuel Type #2 | Savings from Fuel Type #1 (MMBtu/Year) |  | Savings from Fuel Type #1 (MMBtu/Year) | ES Appliances (White Goods) | Washer Tier CEE Tier 2+
| Savings from Fuel Type #2 (MMBtu/Year) | Fossil Fuel Type #2 |  | Fossil Fuel Type #2 | ES Appliances (White Goods) | Dryer Hybrid |  | US: Home Energy Reports | Home Energy Reports
| Fossil Fuel Type #3 | Savings from Fuel Type #2 (MMBtu/Year) |  | Savings from Fuel Type #2 (MMBtu/Year) | ES Appliances (White Goods) | Dryer Heat Pump
| Savings from Fuel Type #3 (MMBtu/Year) | Fossil Fuel Type #3 |  | Fossil Fuel Type #3 | ES Appliances (HVAC Systems) | <<< Total Rebate Processing>>> (If not including it in incentive)
| Res Water Savings (Gallons per Year) | Savings from Fuel Type #3 (MMBtu/Year) |  | Savings from Fuel Type #3 (MMBtu/Year) | ES Lighting | <<< Total Rebate Processing>>> (If not including it in incentive)
| C&I Water Savings (Gallons per Year) | Res Water Savings (Gallons per Year) |  | Res Water Savings (Gallons per Year) | ES Appliances (White Goods) | <<< Total Rebate Processing>>> (If not including it in incentive)
| Annual per Unit | C&I Water Savings (Gallons per Year) |  | C&I Water Savings (Gallons per Year) | ES Appliances (White Goods) | Clear Result and EFI admin fee
| One time per Unit | C&I Sewer Savings (Gallons per Year) | C&I Sewer Savings (Gallons per Year) | C&I Sewer Savings (Gallons per Year)
| Annual per kWh | Annual per Unit |  | Annual per Unit | US: Home Energy Reports | Behavioral Savings | G: Home Energy Reports
| One time per KWh | One time per Unit |  | One time per Unit | US: Home Energy Reports | Behavioral Savings
| Annual per Therm | Annual per kWh |  | Annual per kWh | US: Home Energy Reports | Behavioral Savings
| One time per Therm | One time per KWh |  | One time per KWh | US: Home Energy Reports | Behavioral Savings
| Benefit Cost Ratio | Annual per Therm |  | Annual per Therm | US: Home Energy Reports | Behavioral Savings QA/Audit cost
| Comments/Documenation (to be added later: documentation of savings, etc.) | One time per Therm |  | One time per Therm
|  | Benefit Cost Ratio |  | Benefit Cost Ratio
Comments/Documenation (to be added later: documentation of savings, etc.)